## Index
Content
Index
Demand Outlook
Demand_yearly_GREEN
Demand_yearly_GREY
Demand_Peak day_GREEN
Demand_Peak day_GREY
Demand_14d_peak_GREEN
Demand_14d_peak_GREY
Power_gen_yearly
Power_gen_peak
Final_yearly
Final_1d design case
Final_14d peak
Final_14d peak
Final_average winter
Final_average summer
New Areas of consumption

## Demand_Outlook
MTOE = | 12.793 | TWh/y
EUROGAS
| EU 27 - MTOE | 2012 | 2013 | 2014 | 2015 | 2016 | 2017 | 2018 | 2019 | 2020 | 2021 | 2022 | 2023 | 2024 | 2025 | 2026 | 2027 | 2028 | 2029 | 2030 | 2031 | 2032 | 2033 | 2034 | 2035
Base |  |  |  |  | 421 | 424.4 | 427.8 | 431.2 | 434.6 | 438 | 441.4 | 444.8 | 448.2 | 451.6 | 455 | 456.6 | 458.2 | 459.8 | 461.4 | 463 | 464.6 | 466.2 | 467.8 | 469.4 | 471
Envt. |  |  |  |  | 421 | 426.7 | 432.4 | 438.1 | 443.8 | 449.5 | 455.2 | 460.9 | 466.6 | 472.3 | 478 | 482.9 | 487.8 | 492.7 | 497.6 | 502.5 | 507.4 | 512.3 | 517.2 | 522.1 | 527
Slow Dev. |  |  |  |  | 366 | 367.9 | 369.8 | 371.7 | 373.6 | 375.5 | 377.4 | 379.3 | 381.2 | 383.1 | 385 | 385.9 | 386.8 | 387.7 | 388.6 | 389.5 | 390.4 | 391.3 | 392.2 | 393.1 | 394
| EU 27 - TWh/y | 2012 | 2013 | 2014 | 2015 | 2016 | 2017 | 2018 | 2019 | 2020 | 2021 | 2022 | 2023 | 2024 | 2025 | 2026 | 2027 | 2028 | 2029 | 2030 | 2031 | 2032 | 2033 | 2034 | 2035
Eurogas: Base |  |  |  |  | 5385.853 | 5429.3492 | 5472.8454 | 5516.3416 | 5559.8378 | 5603.334 | 5646.8302 | 5690.3264 | 5733.8226 | 5777.3188 | 5820.815 | 5841.2838 | 5861.7526 | 5882.2214 | 5902.6902 | 5923.159 | 5943.6278 | 5964.0966 | 5984.5654 | 6005.0342 | 6025.503
Eurogas: Envt. |  |  |  |  | 5385.853 | 5458.7731 | 5531.6932 | 5604.6133 | 5677.5334 | 5750.4535 | 5823.3736 | 5896.2937 | 5969.2138 | 6042.1339 | 6115.054 | 6177.7397 | 6240.4254 | 6303.1111 | 6365.7968 | 6428.4825 | 6491.1682 | 6553.8539 | 6616.5396 | 6679.2253 | 6741.911
Eurogas: Slow Dev. |  |  |  |  | 4682.238 | 4706.5447 | 4730.8514 | 4755.1581 | 4779.4648 | 4803.7715 | 4828.0782 | 4852.3849 | 4876.6916 | 4900.9983 | 4925.305 | 4936.8187 | 4948.3324 | 4959.8461 | 4971.3598 | 4982.8735 | 4994.3872 | 5005.9009 | 5017.4146 | 5028.9283 | 5040.442
| EU 28 - TWh/y (converted with HR value for 2013) | 2012 | 2013 | 2014 | 2015 | 2016 | 2017 | 2018 | 2019 | 2020 | 2021 | 2022 | 2023 | 2024 | 2025 | 2026 | 2027 | 2028 | 2029 | 2030 | 2031 | 2032 | 2033 | 2034 | 2035
Eurogas: Base (EU 28 adapted) |  |  |  |  | 5418.5626 | 5462.3229 | 5506.0833 | 5549.8437 | 5593.604 | 5637.3644 | 5681.1248 | 5724.8851 | 5768.6455 | 5812.4058 | 5856.1662 | 5876.7593 | 5897.3524 | 5917.9455 | 5938.5387 | 5959.1318 | 5979.7249 | 6000.318 | 6020.9111 | 6041.5042 | 6062.0973
Eurogas: Envt. (EU 28 adapted) |  |  |  |  | 5418.5626 | 5491.9255 | 5565.2885 | 5638.6515 | 5712.0144 | 5785.3774 | 5858.7403 | 5932.1033 | 6005.4663 | 6078.8292 | 6152.1922 | 6215.2586 | 6278.325 | 6341.3914 | 6404.4578 | 6467.5242 | 6530.5906 | 6593.657 | 6656.7234 | 6719.7898 | 6782.8562
Eurogas: Slow Dev. (EU 28 adapted) |  |  |  |  | 4710.6744 | 4735.1287 | 4759.583 | 4784.0373 | 4808.4916 | 4832.946 | 4857.4003 | 4881.8546 | 4906.3089 | 4930.7632 | 4955.2176 | 4966.8012 | 4978.3848 | 4989.9684 | 5001.5521 | 5013.1357 | 5024.7193 | 5036.3029 | 5047.8866 | 5059.4702 | 5071.0538
WEO 2013
EU 28 - MTOE | 2011 | 2012 | 2013 | 2014 | 2015 | 2016 | 2017 | 2018 | 2019 | 2020 | 2021 | 2022 | 2023 | 2024 | 2025 | 2026 | 2027 | 2028 | 2029 | 2030 | 2031 | 2032 | 2033 | 2034 | 2035
WEO NPS | 404 | 404.3333 | 404.6667 | 405 | 405.3333 | 405.6667 | 406 | 406.3333 | 406.6667 | 407 | 411.6 | 416.2 | 420.8 | 425.4 | 430 | 432.4 | 434.8 | 437.2 | 439.6 | 442 | 444.6 | 447.2 | 449.8 | 452.4 | 455
WEO CPS | 404 | 405.8889 | 407.7778 | 409.6667 | 411.5556 | 413.4444 | 415.3333 | 417.2222 | 419.1111 | 421 | 426.9 | 432.8 | 438.7 | 444.6 | 450.5 | 456.4 | 462.3 | 468.2 | 474.1 | 480 | 486 | 492 | 498 | 504 | 510
WEO 450 S | 404 | 401.7778 | 399.5556 | 397.3333 | 395.1111 | 392.8889 | 390.6667 | 388.4444 | 386.2222 | 384 | 381.7 | 379.4 | 377.1 | 374.8 | 372.5 | 370.2 | 367.9 | 365.6 | 363.3 | 361 | 358 | 355 | 352 | 349 | 346
EU 28 - TWh/y | 2011 | 2012 | 2013 | 2014 | 2015 | 2016 | 2017 | 2018 | 2019 | 2020 | 2021 | 2022 | 2023 | 2024 | 2025 | 2026 | 2027 | 2028 | 2029 | 2030 | 2031 | 2032 | 2033 | 2034 | 2035
WEO NPS | 5168.372 | 5172.6363 | 5176.9007 | 5181.165 | 5185.4293 | 5189.6937 | 5193.958 | 5198.2223 | 5202.4867 | 5206.751 | 5265.5988 | 5324.4466 | 5383.2944 | 5442.1422 | 5500.99 | 5531.6932 | 5562.3964 | 5593.0996 | 5623.8028 | 5654.506 | 5687.7678 | 5721.0296 | 5754.2914 | 5787.5532 | 5820.815
WEO CPS | 5168.372 | 5192.5366 | 5216.7011 | 5240.8657 | 5265.0302 | 5289.1948 | 5313.3593 | 5337.5239 | 5361.6884 | 5385.853 | 5461.3317 | 5536.8104 | 5612.2891 | 5687.7678 | 5763.2465 | 5838.7252 | 5914.2039 | 5989.6826 | 6065.1613 | 6140.64 | 6217.398 | 6294.156 | 6370.914 | 6447.672 | 6524.43
WEO 450 S | 5168.372 | 5139.9431 | 5111.5142 | 5083.0853 | 5054.6564 | 5026.2276 | 4997.7987 | 4969.3698 | 4940.9409 | 4912.512 | 4883.0881 | 4853.6642 | 4824.2403 | 4794.8164 | 4765.3925 | 4735.9686 | 4706.5447 | 4677.1208 | 4647.6969 | 4618.273 | 4579.894 | 4541.515 | 4503.136 | 4464.757 | 4426.378
EU 27 - TWh/y (adapted by deduction of HR) | 2011 | 2012 | 2013 | 2014 | 2015 | 2016 | 2017 | 2018 | 2019 | 2020 | 2021 | 2022 | 2023 | 2024 | 2025 | 2026 | 2027 | 2028 | 2029 | 2030 | 2031 | 2032 | 2033 | 2034 | 2035
WEO: NPS (EU 27) | 5136.9832 | 5141.2217 | 5145.4601 | 5149.6985 | 5153.937 | 5158.1754 | 5162.4138 | 5166.6523 | 5170.8907 | 5175.1292 | 5233.6196 | 5292.11 | 5350.6004 | 5409.0908 | 5467.5812 | 5498.0979 | 5528.6146 | 5559.1314 | 5589.6481 | 5620.1648 | 5653.2246 | 5686.2844 | 5719.3442 | 5752.404 | 5785.4638
WEO: CPS (EU 27) | 5136.9832 | 5161.001 | 5185.0188 | 5209.0366 | 5233.0544 | 5257.0722 | 5281.09 | 5305.1078 | 5329.1256 | 5353.1434 | 5428.1637 | 5503.184 | 5578.2043 | 5653.2246 | 5728.2449 | 5803.2652 | 5878.2855 | 5953.3058 | 6028.3261 | 6103.3464 | 6179.6383 | 6255.9301 | 6332.2219 | 6408.5137 | 6484.8056
WEO: 450 S (EU 27) | 5136.9832 | 5108.727 | 5080.4708 | 5052.2145 | 5023.9583 | 4995.7021 | 4967.4458 | 4939.1896 | 4910.9334 | 4882.6771 | 4853.4319 | 4824.1867 | 4794.9415 | 4765.6963 | 4736.4511 | 4707.2059 | 4677.9607 | 4648.7155 | 4619.4703 | 4590.2251 | 4552.0792 | 4513.9333 | 4475.7874 | 4437.6415 | 4399.4955
EU COM Trends to 2050
EU 28 - MTOE
[5 empty] | 2015 | 2016 | 2017 | 2018 | 2019 | 2020 | 2021 | 2022 | 2023 | 2024 | 2025 | 2026 | 2027 | 2028 | 2029 | 2030 | 2031 | 2032 | 2033 | 2034 | 2035
Final Energy Demand (gas) |  |  |  |  | 271.579 | 267.607 | 263.635 | 259.663 | 255.691 | 251.719 | 251.3142 | 250.9094 | 250.5046 | 250.0998 | 249.695 | 248.1496 | 246.6042 | 245.0588 | 243.5134 | 241.968 | 241.2834 | 240.5988 | 239.9142 | 239.2296 | 238.545
Gas for power |  |  |  |  | 131.949 | 130.5212 | 129.0934 | 127.6656 | 126.2378 | 124.81 | 125.103 | 125.396 | 125.689 | 125.982 | 126.275 | 125.9812 | 125.6874 | 125.3936 | 125.0998 | 124.806 | 125.2582 | 125.7104 | 126.1626 | 126.6148 | 127.067
|  |  |  | sum | 403.528 | 398.1282 | 392.7284 | 387.3286 | 381.9288 | 376.529 | 376.4172 | 376.3054 | 376.1936 | 376.0818 | 375.97 | 374.1308 | 372.2916 | 370.4524 | 368.6132 | 366.774 | 366.5416 | 366.3092 | 366.0768 | 365.8444 | 365.612
| EU 28 - TWh/y |  |  |  | 2015 | 2016 | 2017 | 2018 | 2019 | 2020 | 2021 | 2022 | 2023 | 2024 | 2025 | 2026 | 2027 | 2028 | 2029 | 2030 | 2031 | 2032 | 2033 | 2034 | 2035
Commission trends 2050 |  |  |  |  | 5162.3337 | 5093.2541 | 5024.1744 | 4955.0948 | 4886.0151 | 4816.9355 | 4815.5052 | 4814.075 | 4812.6447 | 4811.2145 | 4809.7842 | 4786.2553 | 4762.7264 | 4739.1976 | 4715.6687 | 4692.1398 | 4689.1667 | 4686.1936 | 4683.2205 | 4680.2474 | 4677.2743
GWh/y |  |  | 2013 | 2014 | 2015 | 2016 | 2017 | 2018 | 2019 | 2020 | 2021 | 2022 | 2023 | 2024 | 2025 | 2026 | 2027 | 2028 | 2029 | 2030 | 2031 | 2032 | 2033 | 2034 | 2035
Scenario A - Vision 3 max |  |  |  | 5497720.4017 | 5563857.0328 | 5592058.0863 | 5630070.955 | 5654347.7397 | 5675553.8534 | 5697735.7196 | 5752952.6128 | 5790676.3423 | 5824265.8101 | 5858525.7185 | 5891949.4052 | 5903666.3709 | 5933716.436 | 5962962.2109 | 5992980.7376 | 6021014.9948 | 6006498.0659 | 5992661.6736 | 5975019.4087 | 5960500.1964 | 5944064.2827
Scenario B - Vision 1 min |  |  |  | 4569444.9813 | 4600034.3769 | 4682814.6649 | 4694743.6627 | 4695231.4916 | 4697930.5318 | 4698287.4818 | 4745002.3216 | 4783008.9607 | 4830768.8072 | 4870539.2682 | 4911336.4058 | 4922494.3694 | 4957258.1894 | 4989970.6381 | 5025901.9179 | 5053309.0895 | 5051708.7398 | 5052173.5614 | 5049780.113 | 5050669.6774 | 5053064.1897
TWh/y |  |  | 2013 | 2014 | 2015 | 2016 | 2017 | 2018 | 2019 | 2020 | 2021 | 2022 | 2023 | 2024 | 2025 | 2026 | 2027 | 2028 | 2029 | 2030 | 2031 | 2032 | 2033 | 2034 | 2035
Scenario A - Vision 3 max |  |  |  | 5497.7204 | 5563.857 | 5592.0581 | 5630.071 | 5654.3477 | 5675.5539 | 5697.7357 | 5752.9526 | 5790.6763 | 5824.2658 | 5858.5257 | 5891.9494 | 5903.6664 | 5933.7164 | 5962.9622 | 5992.9807 | 6021.015 | 6006.4981 | 5992.6617 | 5975.0194 | 5960.5002 | 5944.0643
Scenario B - Vision 1 min |  |  |  | 4569.445 | 4600.0344 | 4682.8147 | 4694.7437 | 4695.2315 | 4697.9305 | 4698.2875 | 4745.0023 | 4783.009 | 4830.7688 | 4870.5393 | 4911.3364 | 4922.4944 | 4957.2582 | 4989.9706 | 5025.9019 | 5053.3091 | 5051.7087 | 5052.1736 | 5049.7801 | 5050.6697 | 5053.0642
TWh/y |  |  |  | 2014 | 2015 | 2016 | 2017 | 2018 | 2019 | 2020 | 2021 | 2022 | 2023 | 2024 | 2025 | 2026 | 2027 | 2028 | 2029 | 2030 | 2031 | 2032 | 2033 | 2034 | 2035
Scenario A - Vision 3: avg max/min |  |  |  | 5031.4558 | 5099.2252 | 5132.2777 | 5177.5086 | 5209.0035 | 5237.4279 | 5266.8416 | 5332.4473 | 5380.6545 | 5424.822 | 5470.6876 | 5513.9456 | 5537.2474 | 5579.6674 | 5621.0971 | 5663.1136 | 5702.9599 | 5683.7497 | 5669.9134 | 5652.2711 | 5637.7519 | 5621.316
Scenario B - Vision 1: avg max/min |  |  |  | 5002.9683 | 5065.2418 | 5118.4763 | 5131.6007 | 5133.1381 | 5134.9864 | 5135.2556 | 5161.338 | 5178.535 | 5201.5079 | 5220.2072 | 5239.7737 | 5229.5414 | 5242.7554 | 5253.7584 | 5267.8207 | 5275.1336 | 5273.5332 | 5273.998 | 5271.6046 | 5272.4941 | 5274.8887
TWh/y |  |  |  | 2014 | 2015 | 2016 | 2017 | 2018 | 2019 | 2020 | 2021 | 2022 | 2023 | 2024 | 2025 | 2026 | 2027 | 2028 | 2029 | 2030 | 2031 | 2032 | 2033 | 2034 | 2035
Scenario A - Vision 3 min |  |  |  | 5436.4915 | 5530.4493 | 5554.1379 | 5568.4577 | 5571.0447 | 5572.0423 | 5572.2237 | 5577.6738 | 5574.061 | 5572.2469 | 5569.8751 | 5568.2109 | 5536.5884 | 5528.2525 | 5517.5462 | 5509.7395 | 5496.958 | 5495.3577 | 5495.8225 | 5493.4291 | 5494.3186 | 5496.7131
Scenario B - Vision 1 max |  |  |  | 4565.1912 | 4634.5934 | 4672.4974 | 4724.9462 | 4763.6592 | 4799.3019 | 4835.9474 | 4911.942 | 4970.6326 | 5025.3782 | 5082.8494 | 5135.9417 | 5170.8285 | 5225.6183 | 5279.2319 | 5333.2464 | 5384.9048 | 5361.0014 | 5347.165 | 5329.5228 | 5315.0036 | 5298.5677
Note on B2: TWh/y based on GCV

## Demand_yearly_GREEN
Final gas demand (Residential & Commercial & Industrial & Others) | [5 empty] | Gas demand for power generation | [5 empty] | yearly demand
SCENARIO A | [5 empty] | Vision 3 - Max | [5 empty] | SCENARIO A - VISION 3
(in GWh/y) | [5 empty] | (in GWh/y) | [5 empty] | (in GWh/y)
COUNTRY | 2015 | 2020 | 2025 | 2030 | 2035 | COUNTRY | 2015 | 2020 | 2025 | 2030 | 2035 | COUNTRY | 2015 | 2020 | 2025 | 2030 | 2035
AT | 47692.3534 | 86545.6629 | 74304.2165 | 57478.1026 | 57035.8034 | AT | 43729.9466 | 16961.8371 | 33232.494 | 49503.1509 | 49503.1509 | AT | 91422.3 | 103507.5 | 107536.7105 | 106981.2535 | 106538.9543
BA | 1656 | 3312 | 4416 | 4416 | 4416 | BA | 0 | 5060 | 6164 | 6164 | 6164 | BA | 1656 | 8372 | 10580 | 10580 | 10580
BE | 125737.7095 | 125737.7095 | 125737.7095 | 125737.7095 | 125737.7095 | BE | 47228.5451 | 55145.4208 | 88503.362 | 121861.3032 | 121861.3032 | BE | 172966.2547 | 180883.1304 | 214241.0715 | 247599.0127 | 247599.0127
BG | 37512 | 47932 | 62520 | 62520 | 62520 | BG | 0 | 0 | 0 | 0 | 0 | BG | 37512 | 47932 | 62520 | 62520 | 62520
CH | 30000 | 30000 | 33000 | 33000 | 33000 | CH | 4264.8686 | 12299.04 | 12299.04 | 12299.04 | 12299.04 | CH | 34264.8686 | 42299.04 | 45299.04 | 45299.04 | 45299.04
CY | 0 | 2043.224 | 2164.9312 | 2164.9312 | 2164.9312 | CY | 0 | 0 | 5414.24 | 6587.25 | 8014.4 | CY | 0 | 2043.224 | 7579.1712 | 8752.1812 | 10179.3312
CZ | 96657 | 96657 | 96657 | 101352 | 114112 | CZ | 12376.6286 | 23138.9143 | 24887.7857 | 26636.6571 | 26636.6571 | CZ | 109033.6286 | 119795.9143 | 121544.7857 | 127988.6571 | 140748.6571
DE | 597000 | 550000 | 498000 | 435000 | 395000 | DE | 392287.8171 | 391186.56 | 407104.1774 | 423021.7947 | 423021.7947 | DE | 989287.8171 | 941186.56 | 905104.1774 | 858021.7947 | 818021.7947
DEn | 324000 | 298000 | 270000 | 236000 | 214000 | DEn | 227526.9339 | 226888.2048 | 236120.4229 | 245352.6409 | 245352.6409 | DEn | 551526.9339 | 524888.2048 | 506120.4229 | 481352.6409 | 459352.6409
DEg | 273000 | 252000 | 228000 | 199000 | 181000 | DEg | 164760.8832 | 164298.3552 | 170983.7545 | 177669.1538 | 177669.1538 | DEg | 437760.8832 | 416298.3552 | 398983.7545 | 376669.1538 | 358669.1538
DK | 18709.2088 | 16056.2023 | 13340.2412 | 10628.8822 | 7206.0881 | DK | 15347.5979 | 10809.995 | 7673.7989 | 3836.8995 | 767.3799 | DK | 34056.8067 | 26866.1973 | 21014.0401 | 14465.7816 | 7973.468
EE | 5500 | 5500 | 5500 | 5500 | 5500 | EE | 5816.1633 | 6173.7143 | 7626.6761 | 9079.6379 | 9079.6379 | EE | 11316.1633 | 11673.7143 | 13126.6761 | 14579.6379 | 14579.6379
ES | 277076.1881 | 305237.6195 | 318458.7444 | 325675.4947 | 329785.7501 | ES | 93828.7046 | 142657.4019 | 154146.489 | 165635.576 | 165635.576 | ES | 370904.8927 | 447895.0214 | 472605.2334 | 491311.0708 | 495421.3261
FI | 30300 | 29500 | 29500 | 29900 | 30000 | FI | 21733.1083 | 26340.4138 | 23440.5517 | 20540.6897 | 20540.6897 | FI | 52033.1083 | 55840.4138 | 52940.5517 | 50440.6897 | 50540.6897
FR | 456537.2963 | 440502.4902 | 429294.066 | 415617.183 | 398405.8372 | FR | 71688.4452 | 15944.8737 | 95432.2769 | 174919.68 | 174919.68 | FR | 528225.7415 | 456447.364 | 524726.3429 | 590536.863 | 573325.5172
FRn | 305927.3578 | 295405.6806 | 288611.5247 | 280041.0058 | 268927.0016 | FRn | 50898.7961 | 12277.5528 | 71574.2077 | 131189.76 | 131189.76 | FRn | 356826.1539 | 307683.2334 | 360185.7323 | 411230.7658 | 400116.7616
FRs | 119193.5835 | 115094.1907 | 112447.0924 | 109107.8982 | 104777.7265 | FRs | 20789.6491 | 3667.321 | 23858.0692 | 43729.92 | 43729.92 | FRs | 139983.2326 | 118761.5116 | 136305.1616 | 152837.8182 | 148507.6465
FRt | 31416.3549 | 30002.619 | 28235.449 | 26468.279 | 24701.1091 | FRt | 0 | 0 | 0 | 0 | 0 | FRt | 31416.3549 | 30002.619 | 28235.449 | 26468.279 | 24701.1091
GR | 15559.51 | 19856.86 | 20123.46 | 20123.46 | 20123.46 | GR | 68673.5442 | 70120.7831 | 88530.7947 | 106940.8064 | 106940.8064 | GR | 84233.0542 | 89977.6431 | 108654.2547 | 127064.2664 | 127064.2664
HR | 22012.41 | 23676.3 | 24708.6 | 26207.1 | 27838.8 | HR | 8249.7169 | 12946.7365 | 12067.4105 | 11188.0844 | 11188.0844 | HR | 30262.1269 | 36623.0365 | 36776.0105 | 37395.1844 | 39026.8844
HU | 84589.39 | 90939.51 | 91234.48 | 91234.48 | 91234.48 | HU | 17562.0171 | 48927.4387 | 46964.6321 | 45001.8255 | 45001.8255 | HU | 102151.4071 | 139866.9487 | 138199.1121 | 136236.3055 | 136236.3055
IE | 24531.54 | 25004.67 | 25027.98 | 24799.97 | 24788.23 | IE | 22134.5405 | 34595.0078 | 35765.0876 | 36935.1673 | 36935.1673 | IE | 46666.0805 | 59599.6778 | 60793.0676 | 61735.1373 | 61723.3973
IT | 517783.3772 | 509811.5994 | 510326.0073 | 507366.8091 | 504627.2894 | IT | 252041.8998 | 280499.144 | 273512.617 | 254671.9577 | 274921.1437 | IT | 769825.277 | 790310.7434 | 783838.6243 | 762038.7668 | 779548.433
LT | 22840.89 | 20534.58 | 20511.49 | 20511.49 | 20511.49 | LT | 4627.4717 | 7085.751 | 9976.3582 | 12866.9654 | 12866.9654 | LT | 27468.3617 | 27620.331 | 30487.8482 | 33378.4554 | 33378.4554
LU | 9520 | 10000 | 10000 | 10000 | 10000 | LU | 2979.1422 | 4464.8993 | 5751.6564 | 7038.4135 | 7038.4135 | LU | 12499.1422 | 14464.8993 | 15751.6564 | 17038.4135 | 17038.4135
LV | 13570 | 15300 | 15800 | 16320 | 16320 | LV | 6921.4762 | 11736.0269 | 13596.8032 | 15457.5795 | 15457.5795 | LV | 20491.4762 | 27036.0269 | 29396.8032 | 31777.5795 | 31777.5795
MK | 1348.7 | 1374.16 | 1410 | 1439 | 1455 | MK | 6993.6 | 5235.9 | 5440.5 | 5440.5 | 5440.5 | MK | 8342.3 | 6610.06 | 6850.5 | 6879.5 | 6895.5
MT | 0 | 0 | 0 | 0 | 0 | MT | 0 | 0 | 3825 | 3737 | 3757 | MT | 0 | 0 | 3825 | 3737 | 3757
NL | 336168.6239 | 305913.2789 | 278938.6352 | 260394.4872 | 244424.0103 | NL | 158488.864 | 195290.4879 | 244141.9954 | 292993.503 | 292993.503 | NL | 494657.4879 | 501203.7668 | 523080.6307 | 553387.9902 | 537417.5133
PL | 169443.7132 | 179643.0736 | 186267.0176 | 190547.019 | 197017.2717 | PL | 16118.4 | 30835.2 | 65384.64 | 99934.08 | 99934.08 | PL | 185562.1132 | 210478.2736 | 251651.6576 | 290481.099 | 296951.3517
PT | 46116.2713 | 49736.8179 | 53586.146 | 57334.7231 | 57334.7231 | PT | 25657.1387 | 22454.0845 | 36765.4258 | 51076.7671 | 51076.7671 | PT | 71773.4101 | 72190.9024 | 90351.5717 | 108411.4902 | 108411.4902
RO | 99900 | 103445.34 | 108722.28 | 118281.6 | 128683.41 | RO | 29713.92 | 41627.52 | 55503.36 | 69379.2 | 69379.2 | RO | 129613.92 | 145072.86 | 164225.64 | 187660.8 | 198062.61
RS | 24976.512 | 30917.106 | 37107.0315 | 43914.8655 | 49627.809 | RS | 8663.94 | 9310.36 | 16527.1 | 22952.7 | 24293.78 | RS | 33640.452 | 40227.466 | 53634.1315 | 66867.5655 | 73921.589
SE | 8700 | 9900 | 10150 | 10500 | 10975 | SE | 9519.9872 | 8985.8119 | 5336.7366 | 0 | 0 | SE | 18219.9872 | 18885.8119 | 15486.7366 | 10500 | 10975
SI | 9557 | 10552 | 10975 | 10975 | 10975 | SI | 6611.7625 | 9771.9827 | 8302.8751 | 6833.7675 | 6833.7675 | SI | 16168.7625 | 20323.9827 | 19277.8751 | 17808.7675 | 17808.7675
SK | 51621.7497 | 52404.0456 | 52404.0456 | 54237.068 | 55566.8636 | SK | 13390.1619 | 13388.1552 | 18117.1176 | 22846.08 | 22846.08 | SK | 65011.9116 | 65792.2008 | 70521.1632 | 77083.148 | 78412.9436
UK | 582981.76 | 564224.13 | 536812.07 | 497907.92 | 437779.73 | UK | 431608.421 | 427477.4139 | 400885.8074 | 374294.2009 | 374294.2009 | UK | 1014590.181 | 991701.5439 | 937697.8774 | 872202.1209 | 812073.9309

## Demand_yearly_GREY
Final gas demand (Residential & Commercial & Industrial & Others) | [5 empty] | Gas demand for power generation | [5 empty] | yearly demand
SCENARIO B | [5 empty] | Vision 1 - Min | [5 empty] | SCENARIO B - VISION 1
(in GWh/y) | [5 empty] | (in GWh/y) | [5 empty] | (in GWh/y)
COUNTRY | 2015 | 2020 | 2025 | 2030 | 2035 | COUNTRY | 2015 | 2020 | 2025 | 2030 | 2035 | COUNTRY | 2015 | 2020 | 2025 | 2030 | 2035
AT | 76454.4867 | 70764.5765 | 60673.8369 | 55512.4058 | 55131.4469 | AT | 9260.9133 | 8684.4235 | 13462.9176 | 18241.4118 | 18241.4118 | AT | 85715.4 | 79449 | 74136.7546 | 73753.8176 | 73372.8586
BA | 1656 | 3312 | 3864 | 3864 | 3864 | BA | 0 | 5060 | 5060 | 5060 | 5060 | BA | 1656 | 8372 | 8924 | 8924 | 8924
BE | 135201.8382 | 135201.8382 | 135201.8382 | 135201.8382 | 135201.8382 | BE | 38162.5905 | 35236.1237 | 55792.3336 | 76348.5435 | 76348.5435 | BE | 173364.4287 | 170437.9619 | 190994.1718 | 211550.3817 | 211550.3817
BG | 36470 | 45640 | 48453 | 48453 | 48453 | BG | 0 | 0 | 0 | 0 | 0 | BG | 36470 | 45640 | 48453 | 48453 | 48453
CH | 30000 | 30000 | 33000 | 33000 | 33000 | CH | 525.6 | 525.6 | 2312.64 | 4099.68 | 4099.68 | CH | 30525.6 | 30525.6 | 35312.64 | 37099.68 | 37099.68
CY | 0 | 0 | 2164.9312 | 2164.9312 | 2164.9312 | CY | 0 | 0 | 5414.24 | 6587.25 | 8014.4 | CY | 0 | 0 | 7579.1712 | 8752.1812 | 10179.3312
CZ | 96657 | 96657 | 96657 | 101352 | 114112 | CZ | 2330.7857 | 2690.5714 | 9182.2825 | 15673.9936 | 15673.9936 | CZ | 98987.7857 | 99347.5714 | 105839.2825 | 117025.9936 | 129785.9936
DE | 600000 | 573000 | 544000 | 472000 | 451000 | DE | 102211.68 | 97796.64 | 81345.36 | 64894.08 | 64894.08 | DE | 702211.68 | 670796.64 | 625345.36 | 536894.08 | 515894.08
DEn | 326000 | 311000 | 295000 | 256000 | 245000 | DEn | 59282.7744 | 56722.0512 | 47180.3088 | 37638.5664 | 37638.5664 | DEn | 385282.7744 | 367722.0512 | 342180.3088 | 293638.5664 | 282638.5664
DEg | 274000 | 262000 | 249000 | 216000 | 206000 | DEg | 42928.9056 | 41074.5888 | 34165.0512 | 27255.5136 | 27255.5136 | DEg | 316928.9056 | 303074.5888 | 283165.0512 | 243255.5136 | 233255.5136
DK | 18709.2088 | 16354.6198 | 14569.2173 | 12504.2086 | 9909.9522 | DK | 15347.5979 | 11278.8594 | 9549.2563 | 6650.0856 | 4330.749 | DK | 34056.8067 | 27633.4792 | 24118.4736 | 19154.2942 | 14240.7011
EE | 6733 | 7142 | 7142 | 7142 | 7142 | EE | 896.8571 | 2355.2271 | 1605.185 | 855.1429 | 855.1429 | EE | 7629.8571 | 9497.2271 | 8747.185 | 7997.1429 | 7997.1429
ES | 269576.1881 | 297737.6195 | 310958.7444 | 318175.4947 | 322285.7501 | ES | 53582.5095 | 70773.0106 | 93825.9842 | 104056.1821 | 104056.1821 | ES | 323158.6976 | 368510.6301 | 404784.7286 | 422231.6768 | 426341.9322
FI | 24900 | 23300 | 21200 | 22300 | 22500 | FI | 2930.069 | 8811.7488 | 4556.9089 | 302.069 | 302.069 | FI | 27830.069 | 32111.7488 | 25756.9089 | 22602.069 | 22802.069
FR | 416438.5058 | 401809.4656 | 391577.1258 | 379094.572 | 363390.0419 | FR | 10161.6 | 14042.6524 | 51934.5144 | 89826.3764 | 89826.3764 | FR | 426600.1058 | 415852.118 | 443511.6402 | 468920.9484 | 453216.4183
FRn | 281453.1692 | 271773.2261 | 265522.6027 | 257637.7253 | 247412.8415 | FRn | 7214.736 | 10812.8423 | 38950.8858 | 67369.7823 | 67369.7823 | FRn | 288667.9052 | 282586.0685 | 304473.4885 | 325007.5076 | 314782.6238
FRs | 106082.2893 | 102433.8297 | 100077.9122 | 97106.0294 | 93252.1766 | FRs | 2946.864 | 3229.8101 | 12983.6286 | 22456.5941 | 22456.5941 | FRs | 109029.1533 | 105663.6397 | 113061.5408 | 119562.6235 | 115708.7707
FRt | 28903.0466 | 27602.4095 | 25976.6131 | 24350.8167 | 22725.0204 | FRt | 0 | 0 | 0 | 0 | 0 | FRt | 28903.0466 | 27602.4095 | 25976.6131 | 24350.8167 | 22725.0204
GR | 17482.6001 | 22311.0752 | 22610.6325 | 22610.6325 | 22610.6325 | GR | 16882.4924 | 15456.6315 | 29363.786 | 43270.9405 | 43270.9405 | GR | 34365.0924 | 37767.7067 | 51974.4184 | 65881.5729 | 65881.5729
HR | 19831 | 21330 | 22260 | 23610 | 25080 | HR | 6232.4159 | 4172.3107 | 3439.9735 | 2707.6364 | 2707.6364 | HR | 26063.4159 | 25502.3107 | 25699.9735 | 26317.6364 | 27787.6364
HU | 82051.71 | 88211.32 | 88497.45 | 88497.45 | 88497.45 | HU | 16169.1932 | 31270.6283 | 22748.9971 | 14227.366 | 14227.366 | HU | 98220.9032 | 119481.9483 | 111246.4471 | 102724.816 | 102724.816
IE | 22100.4855 | 22526.7253 | 22547.7331 | 22342.3127 | 22331.7421 | IE | 15546.8432 | 20249.4239 | 21825.2732 | 23401.1224 | 23401.1224 | IE | 37647.3286 | 42776.1493 | 44373.0063 | 45743.4351 | 45732.8645
IT | 517783.3772 | 509811.5994 | 502129.7882 | 507311.3817 | 513529.2939 | IT | 233144.9216 | 259332.4773 | 281276.4001 | 288760.1152 | 297740.5734 | IT | 750928.2988 | 769144.0768 | 783406.1883 | 796071.4969 | 811269.8673
LT | 20577.3784 | 18499.6216 | 18478.8198 | 18478.8198 | 18478.8198 | LT | 5291.9195 | 7746.5226 | 6993.0094 | 6239.4963 | 6239.4963 | LT | 25869.2979 | 26246.1442 | 25471.8292 | 24718.3161 | 24718.3161
LU | 9520 | 10000 | 10000 | 10000 | 10000 | LU | 2777.4111 | 3651.8041 | 3649.9299 | 3648.0558 | 3648.0558 | LU | 12297.4111 | 13651.8041 | 13649.9299 | 13648.0558 | 13648.0558
LV | 13570 | 12860 | 12240 | 12240 | 12240 | LV | 6429.6804 | 9226.3416 | 11612.3815 | 13998.4215 | 13998.4215 | LV | 19999.6804 | 22086.3416 | 23852.3815 | 26238.4215 | 26238.4215
MK | 1348.7 | 1374.16 | 1410 | 1439 | 1455 | MK | 6993.6 | 5235.9 | 5440.5 | 5440.5 | 5440.5 | MK | 8342.3 | 6610.06 | 6850.5 | 6879.5 | 6895.5
MT | 0 | 0 | 0 | 0 | 0 | MT | 0 | 0 | 3825 | 3737 | 3757 | MT | 0 | 0 | 3825 | 3737 | 3757
NL | 338180.2001 | 313980.3756 | 303423.8196 | 292990.732 | 281909.4348 | NL | 67605.4989 | 141579.0793 | 156505.9526 | 171432.8259 | 171432.8259 | NL | 405785.699 | 455559.4549 | 459929.7721 | 464423.5579 | 453342.2607
PL | 169443.7132 | 179643.0736 | 186267.0176 | 190547.019 | 197017.2717 | PL | 1909.68 | 4187.28 | 3801.84 | 3416.4 | 3416.4 | PL | 171353.3932 | 183830.3536 | 190068.8576 | 193963.419 | 200433.6717
PT | 44487.2842 | 46790.6708 | 48982.9142 | 50996.2315 | 50996.2315 | PT | 8757.6344 | 15340.9645 | 30704.4864 | 46068.0084 | 46068.0084 | PT | 53244.9186 | 62131.6353 | 79687.4006 | 97064.2399 | 97064.2399
RO | 90000 | 93194 | 97948 | 106560 | 115931 | RO | 11902.9048 | 15720.7317 | 32110.8273 | 48500.9229 | 48500.9229 | RO | 101902.9048 | 108914.7317 | 130058.8273 | 155060.9229 | 164431.9229
RS | 22229.0957 | 27516.2243 | 33025.258 | 39084.2303 | 44168.75 | RS | 9734.769 | 10461.0825 | 18569.7765 | 25789.5495 | 27296.379 | RS | 31963.8647 | 37977.3068 | 51595.0345 | 64873.7798 | 71465.129
SE | 8700 | 9800 | 9800 | 9800 | 9800 | SE | 8532.4556 | 6628.284 | 6521.6477 | 0 | 0 | SE | 17232.4556 | 16428.284 | 16321.6477 | 9800 | 9800
SI | 8123 | 8969 | 9329 | 9329 | 9329 | SI | 0 | 0 | 843.3425 | 1686.6849 | 1686.6849 | SI | 8123 | 8969 | 10172.3425 | 11015.6849 | 11015.6849
SK | 51621.7497 | 52404.0456 | 52404.0456 | 54237.068 | 55566.8636 | SK | 1611.84 | 6133.4654 | 8241.6987 | 10349.932 | 10349.932 | SK | 53233.5897 | 58537.511 | 60645.7443 | 64587 | 65916.7955
UK | 578659.1429 | 550096.2274 | 536813.565 | 527216.1411 | 521114.018 | UK | 217943.9493 | 195776.6191 | 283600.2235 | 371423.828 | 371423.828 | UK | 796603.0922 | 745872.8465 | 820413.7886 | 898639.9691 | 892537.846

## Demand_Peak day_GREEN
Final gas demand (Residential & Commercial & Industrial & Others) | [5 empty] | Gas demand for power generation | [5 empty] | 1-day peak demand
1-day design case - SCENARIO A | [5 empty] | Peak day - Vision 3 | [5 empty] | SCENARIO A - VISION 3
(in GWh/d) | [5 empty] | (in GWh/d) | [5 empty] | (in GWh/d)
COUNTRY | 2015 | 2020 | 2025 | 2030 | 2035 | COUNTRY | 2015 | 2020 | 2025 | 2030 | 2035 | COUNTRY | 2015 | 2020 | 2025 | 2030 | 2035
AT | 274.4734 | 498.0773 | 427.6268 | 330.7911 | 328.2457 | AT | 237.9294 | 237.9294 | 306.2588 | 374.5882 | 374.5882 | AT | 512.4028 | 736.0067 | 733.8856 | 705.3794 | 702.8339
BA | 14 | 17 | 23 | 23 | 23 | BA | 0 | 22 | 30 | 30 | 30 | BA | 14 | 39 | 53 | 53 | 53
BE | 1121.54 | 1185.16 | 1216.02 | 1216.02 | 1216.02 | BE | 188.6681 | 307.4977 | 431.8172 | 540.1011 | 540.1011 | BE | 1310.2081 | 1492.6577 | 1647.8372 | 1756.1211 | 1756.1211
BG | 198 | 250 | 290 | 290 | 290 | BG | 0 | 0 | 0 | 0 | 0 | BG | 198 | 250 | 290 | 290 | 290
CH | 220 | 220 | 230 | 230 | 230 | CH | 19.4743 | 56.16 | 56.16 | 56.16 | 56.16 | CH | 239.4743 | 276.16 | 286.16 | 286.16 | 286.16
CY | 0 | 8 | 9 | 9 | 9 | CY | 0 | 0 | 17.811 | 22.0411 | 27.2767 | CY | 0 | 8 | 26.811 | 31.0411 | 36.2767
CZ | 727 | 727 | 727 | 763 | 853 | CZ | 64 | 73.7143 | 79.2857 | 84.8571 | 84.8571 | CZ | 791 | 800.7143 | 806.2857 | 847.8571 | 937.8571
DE | 4188.1386 | 3857.9351 | 3493.3565 | 3051.5798 | 2770.681 | DE | 1194.179 | 1190.8267 | 1475.6267 | 1760.4267 | 1760.4267 | DE | 5382.3177 | 5048.7618 | 4968.9831 | 4812.0064 | 4531.1077
DEn | 2418.583 | 2224.4992 | 2015.4859 | 1761.6839 | 1597.4592 | DEn | 692.6238 | 690.6795 | 855.8635 | 1021.0475 | 1021.0475 | DEn | 3111.2069 | 2915.1787 | 2871.3493 | 2782.7314 | 2618.5066
DEg | 1769.5556 | 1633.4359 | 1477.8706 | 1289.8958 | 1173.2218 | DEg | 501.5552 | 500.1472 | 619.7632 | 739.3792 | 739.3792 | DEg | 2271.1108 | 2133.5831 | 2097.6338 | 2029.275 | 1912.601
DK | 274.67 | 220.4616 | 172.4393 | 118.7049 | 65.4296 | DK | 0 | 0 | 0 | 0 | 0 | DK | 274.67 | 220.4616 | 172.4393 | 118.7049 | 65.4296
EE | 57 | 61 | 61 | 61 | 61 | EE | 19.9184 | 21.1429 | 31.1429 | 41.1429 | 41.1429 | EE | 76.9184 | 82.1429 | 92.1429 | 102.1429 | 102.1429
ES | 1280.1183 | 1404.7988 | 1454.7954 | 1495.1909 | 1516.3177 | ES | 901.7523 | 1135.728 | 1167.276 | 1198.824 | 1198.824 | ES | 2181.8705 | 2540.5268 | 2622.0714 | 2694.0149 | 2715.1417
FI | 204 | 220 | 220 | 220 | 220 | FI | 99.0739 | 90.2069 | 80.2759 | 70.3448 | 70.3448 | FI | 303.0739 | 310.2069 | 300.2759 | 290.3448 | 290.3448
FR | 4093.132 | 3947.1663 | 3845.8653 | 3722.777 | 3568.4928 | FR | 435.4286 | 360 | 479.52 | 599.04 | 599.04 | FR | 4528.5606 | 4307.1663 | 4325.3853 | 4321.817 | 4167.5328
FRn | 2671.5944 | 2579.711 | 2520.3792 | 2445.5348 | 2348.4787 | FRn | 309.1543 | 277.2 | 359.64 | 449.28 | 449.28 | FRn | 2980.7487 | 2856.911 | 2880.0192 | 2894.8148 | 2797.7587
FRs | 1080.623 | 1043.4574 | 1019.4585 | 989.185 | 949.9272 | FRs | 126.2743 | 82.8 | 119.88 | 149.76 | 149.76 | FRs | 1206.8973 | 1126.2574 | 1139.3385 | 1138.945 | 1099.6872
FRt | 340.9145 | 323.9979 | 306.0276 | 288.0572 | 270.0869 | FRt | 0 | 0 | 0 | 0 | 0 | FRt | 340.9145 | 323.9979 | 306.0276 | 288.0572 | 270.0869
GR | 105.79 | 145.42 | 152.22 | 152.22 | 152.22 | GR | 213.4687 | 230.4597 | 272.8958 | 298.5331 | 298.5331 | GR | 319.2587 | 375.8797 | 425.1158 | 450.7531 | 450.7531
HR | 58.68 | 63.11 | 65.87 | 69.86 | 74.21 | HR | 30.5455 | 52.3636 | 63.2727 | 74.1818 | 74.1818 | HR | 89.2255 | 115.4736 | 129.1427 | 144.0418 | 148.3918
HU | 673.18 | 690.18 | 691.13 | 691.13 | 691.13 | HU | 95.3697 | 148.3846 | 133.7308 | 119.0769 | 119.0769 | HU | 768.5497 | 838.5646 | 824.8608 | 810.2069 | 810.2069
IE | 144.03 | 145.02 | 144.9 | 139.61 | 137.08 | IE | 148.3489 | 174.4453 | 196.9182 | 208.1251 | 208.1251 | IE | 292.3789 | 319.4653 | 341.8182 | 347.7351 | 345.2051
IT | 3876.675 | 3798.3583 | 3635.2644 | 3608.3132 | 3575.9717 | IT | 1151.5554 | 1343.025 | 1452.2118 | 1489.4486 | 1534.1329 | IT | 5028.2304 | 5141.3833 | 5087.4761 | 5097.7618 | 5110.1046
LT | 140 | 125 | 125 | 125 | 125 | LT | 14.3247 | 23.76 | 33.264 | 42.768 | 42.768 | LT | 154.3247 | 148.76 | 158.264 | 167.768 | 167.768
LU | 57 | 59 | 59 | 59 | 59 | LU | 15.0899 | 12.1714 | 19.2857 | 26.4 | 26.4 | LU | 72.0899 | 71.1714 | 78.2857 | 85.4 | 85.4
LV | 120 | 125 | 125 | 130 | 130 | LV | 28.8504 | 49.44 | 49.44 | 49.44 | 49.44 | LV | 148.8504 | 174.44 | 174.44 | 179.44 | 179.44
MK | 9.89 | 10.05 | 10.31 | 10.52 | 10.64 | MK | 19.1605 | 14.3449 | 14.9055 | 14.9055 | 14.9055 | MK | 29.0505 | 24.3949 | 25.2155 | 25.4255 | 25.5455
MT | 0 | 0 | 0 | 0 | 0 | MT | 0 | 0 | 15.63 | 15.63 | 15.63 | MT | 0 | 0 | 15.63 | 15.63 | 15.63
NL | 3547.48 | 3230.74 | 2948.17 | 2754.34 | 2587.04 | NL | 600.9543 | 689.9532 | 853.2515 | 1029.6494 | 1029.6494 | NL | 4148.4343 | 3920.6932 | 3801.4215 | 3783.9894 | 3616.6894
PL | 815.8314 | 904.6045 | 985.0462 | 1053.9862 | 1086.136 | PL | 55.2 | 105.6 | 223.92 | 342.24 | 342.24 | PL | 871.0314 | 1010.2045 | 1208.9662 | 1396.2262 | 1428.376
PT | 163.7924 | 176.6516 | 190.3234 | 203.6373 | 203.6373 | PT | 199.9596 | 232.1168 | 228.2851 | 221.28 | 221.28 | PT | 363.752 | 408.7684 | 418.6085 | 424.9173 | 424.9173
RO | 710.64 | 717.12 | 733.32 | 760.32 | 787.32 | RO | 101.76 | 142.56 | 190.08 | 237.6 | 237.6 | RO | 812.4 | 859.68 | 923.4 | 997.92 | 1024.92
RS | 192.4559 | 238.2309 | 285.9273 | 338.3848 | 382.4058 | RS | 69.0101 | 74.159 | 131.6418 | 182.823 | 193.505 | RS | 261.466 | 312.3899 | 417.5691 | 521.2079 | 575.9108
SE | 47 | 56.4 | 57.4 | 58.8 | 60.7 | SE | 51.4286 | 42 | 21 | 0 | 0 | SE | 98.4286 | 98.4 | 78.4 | 58.8 | 60.7
SI | 61 | 72 | 76 | 76 | 76 | SI | 27.142 | 41.4246 | 40.4066 | 39.3887 | 39.3887 | SI | 88.142 | 113.4246 | 116.4066 | 115.3887 | 115.3887
SK | 327.12 | 332.08 | 332.08 | 332.08 | 332.08 | SK | 59.4658 | 48 | 63.12 | 78.24 | 78.24 | SK | 386.5858 | 380.08 | 395.2 | 410.32 | 410.32
UK | 4283.8164 | 4161.7507 | 3971.5884 | 3616.1835 | 3070.2075 | UK | 1354.1044 | 1465.44 | 1482.5068 | 1472.673 | 1472.673 | UK | 5637.9208 | 5627.1907 | 5454.0953 | 5088.8566 | 4542.8805

## Demand_Peak day_GREY
Final gas demand (Residential & Commercial & Industrial & Others) | [5 empty] | Gas demand for power generation | [5 empty] | 1-day peak demand
1-day design case - SCENARIO B | [5 empty] | Peak day - Vision 1 | [5 empty] | SCENARIO B - VISION 1
(in GWh/d) | [5 empty] | (in GWh/d) | [5 empty] | (in GWh/d)
COUNTRY | 2015 | 2020 | 2025 | 2030 | 2035 | COUNTRY | 2015 | 2020 | 2025 | 2030 | 2035 | COUNTRY | 2015 | 2020 | 2025 | 2030 | 2035
AT | 440.0018 | 407.2559 | 349.1829 | 319.4784 | 317.286 | AT | 237.9294 | 237.9294 | 288.5536 | 282.1794 | 282.1794 | AT | 677.9312 | 645.1853 | 637.7365 | 601.6579 | 599.4654
BA | 14 | 17 | 21 | 21 | 21 | BA | 0 | 20 | 20 | 20 | 20 | BA | 14 | 37 | 41 | 41 | 41
BE | 1180.5666 | 1247.534 | 1280.0236 | 1280.0236 | 1280.0236 | BE | 255.2721 | 255.2036 | 331.5062 | 376.9648 | 376.9648 | BE | 1435.8387 | 1502.7375 | 1611.5298 | 1656.9884 | 1656.9884
BG | 196 | 244 | 259 | 259 | 259 | BG | 0 | 0 | 0 | 0 | 0 | BG | 196 | 244 | 259 | 259 | 259
CH | 220 | 220 | 230 | 230 | 230 | CH | 4.8 | 4.8 | 21.12 | 37.44 | 37.44 | CH | 224.8 | 224.8 | 251.12 | 267.44 | 267.44
CY | 0 | 8 | 9 | 9 | 9 | CY | 0 | 0 | 17.811 | 22.0411 | 27.2767 | CY | 0 | 8 | 26.811 | 31.0411 | 36.2767
CZ | 727 | 727 | 727 | 763 | 853 | CZ | 64 | 73.7143 | 79.2857 | 84.8571 | 84.8571 | CZ | 791 | 800.7143 | 806.2857 | 847.8571 | 937.8571
DE | 4213.546 | 4023.6105 | 3819.7154 | 3314.2084 | 3167.1393 | DE | 1244.5867 | 1190.8267 | 990.5067 | 790.1867 | 790.1867 | DE | 5458.1326 | 5214.4371 | 4810.2221 | 4104.3951 | 3957.3259
DEn | 2436.407 | 2324.3024 | 2204.7241 | 1913.2521 | 1831.0421 | DEn | 721.8603 | 690.6795 | 574.4939 | 458.3083 | 458.3083 | DEn | 3158.2673 | 3014.9819 | 2779.218 | 2371.5604 | 2289.3503
DEg | 1777.139 | 1699.3081 | 1614.9912 | 1400.9563 | 1336.0972 | DEg | 522.7264 | 500.1472 | 416.0128 | 331.8784 | 331.8784 | DEg | 2299.8654 | 2199.4553 | 2031.004 | 1732.8347 | 1667.9756
DK | 274.67 | 226.7578 | 197.914 | 157.1784 | 116.8579 | DK | 0 | 0 | 0 | 0 | 0 | DK | 274.67 | 226.7578 | 197.914 | 157.1784 | 116.8579
EE | 57 | 61 | 61 | 61 | 61 | EE | 24.5714 | 21.1429 | 22.2857 | 23.4286 | 23.4286 | EE | 81.5714 | 82.1429 | 83.2857 | 84.4286 | 84.4286
ES | 1280.1183 | 1404.7988 | 1454.7954 | 1495.1909 | 1516.3177 | ES | 713.5579 | 843.1689 | 956.5256 | 1069.8823 | 1069.8823 | ES | 1993.6762 | 2247.9677 | 2411.321 | 2565.0732 | 2586.2
FI | 160 | 175 | 175 | 175 | 175 | FI | 80.2759 | 81.931 | 45.1034 | 8.2759 | 8.2759 | FI | 240.2759 | 256.931 | 220.1034 | 183.2759 | 183.2759
FR | 3779.04 | 3644.31 | 3550.65 | 3436.94 | 3293.53 | FR | 278.4 | 360 | 359.04 | 358.08 | 358.08 | FR | 4057.44 | 4004.31 | 3909.69 | 3795.02 | 3651.61
FRn | 2457.8669 | 2373.3341 | 2318.7489 | 2249.892 | 2160.6004 | FRn | 197.664 | 277.2 | 269.28 | 268.56 | 268.56 | FRn | 2655.5309 | 2650.5341 | 2588.0289 | 2518.452 | 2429.1604
FRs | 994.1732 | 959.9808 | 937.9018 | 910.0502 | 873.933 | FRs | 80.736 | 82.8 | 89.76 | 89.52 | 89.52 | FRs | 1074.9092 | 1042.7808 | 1027.6618 | 999.5702 | 963.453
FRt | 327.278 | 311.038 | 293.7865 | 276.5349 | 259.2834 | FRt | 0 | 0 | 0 | 0 | 0 | FRt | 327.278 | 311.038 | 293.7865 | 276.5349 | 259.2834
GR | 110.2009 | 151.4783 | 158.5601 | 158.5601 | 158.5601 | GR | 194.148 | 180.7748 | 207.5032 | 231.2989 | 231.2989 | GR | 304.349 | 332.2532 | 366.0632 | 389.8589 | 389.8589
HR | 54.3315 | 58.4384 | 60.9863 | 64.6849 | 68.7123 | HR | 30.5455 | 61.0909 | 67.6364 | 74.1818 | 74.1818 | HR | 84.877 | 119.5293 | 128.6227 | 138.8667 | 142.8941
HU | 652.98 | 669.47 | 670.4 | 670.4 | 670.4 | HU | 80.3911 | 102.5865 | 105.7291 | 108.3681 | 108.3681 | HU | 733.3711 | 772.0565 | 776.1291 | 778.7681 | 778.7681
IE | 133.3605 | 134.2748 | 134.1637 | 129.2662 | 126.93 | IE | 160.2387 | 168.3476 | 173.7095 | 179.0759 | 179.0759 | IE | 293.5992 | 302.6223 | 307.8732 | 308.342 | 306.0059
IT | 3876.675 | 3798.3583 | 3635.2644 | 3608.3132 | 3575.9717 | IT | 1151.5554 | 1343.025 | 1452.2118 | 1489.4486 | 1534.1329 | IT | 5028.2304 | 5141.3833 | 5087.4761 | 5097.7618 | 5110.1046
LT | 129.6296 | 115.7407 | 115.7407 | 115.7407 | 115.7407 | LT | 23.76 | 23.76 | 23.76 | 23.76 | 23.76 | LT | 153.3896 | 139.5007 | 139.5007 | 139.5007 | 139.5007
LU | 57 | 59 | 59 | 59 | 59 | LU | 15.1776 | 17.0724 | 16.4092 | 15.746 | 15.746 | LU | 72.1776 | 76.0724 | 75.4092 | 74.746 | 74.746
LV | 120 | 120 | 120 | 120 | 120 | LV | 45.3246 | 49.44 | 49.44 | 49.44 | 49.44 | LV | 165.3246 | 169.44 | 169.44 | 169.44 | 169.44
MK | 9.89 | 10.05 | 10.31 | 10.52 | 10.64 | MK | 19.1605 | 14.3449 | 14.9055 | 14.9055 | 14.9055 | MK | 29.0505 | 24.3949 | 25.2155 | 25.4255 | 25.5455
MT | 0 | 0 | 0 | 0 | 0 | MT | 0 | 0 | 15.63 | 15.63 | 15.63 | MT | 0 | 0 | 15.63 | 15.63 | 15.63
NL | 3547.4807 | 3356.3217 | 3196.7605 | 3042.7212 | 2893.9331 | NL | 586.6144 | 678.7109 | 711.7663 | 743.1642 | 743.1642 | NL | 4134.095 | 4035.0326 | 3908.5268 | 3785.8854 | 3637.0973
PL | 815.8314 | 904.6045 | 985.0462 | 1053.9862 | 1086.136 | PL | 52.32 | 114.72 | 104.16 | 93.6 | 93.6 | PL | 868.1514 | 1019.3245 | 1089.2062 | 1147.5862 | 1179.736
PT | 158.9231 | 169.1518 | 179.7589 | 189.7237 | 189.7237 | PT | 183.84 | 236.7286 | 230.3889 | 221.28 | 221.28 | PT | 342.7631 | 405.8804 | 410.1478 | 411.0037 | 411.0037
RO | 658 | 664 | 679 | 704 | 729 | RO | 98.88 | 142.56 | 155.76 | 168.96 | 168.96 | RO | 756.88 | 806.56 | 834.76 | 872.96 | 897.96
RS | 177.0594 | 219.1725 | 263.0531 | 311.3141 | 351.8133 | RS | 75.011 | 80.6076 | 143.0889 | 198.7207 | 210.3315 | RS | 252.0704 | 299.7801 | 406.142 | 510.0347 | 562.1448
SE | 47 | 56 | 56 | 56 | 56 | SE | 54 | 42 | 21 | 0 | 0 | SE | 101 | 98 | 77 | 56 | 56
SI | 52 | 61 | 65 | 65 | 65 | SI | 17.6471 | 37.6941 | 37.6941 | 37.6941 | 37.6941 | SI | 69.6471 | 98.6941 | 102.6941 | 102.6941 | 102.6941
SK | 327.1225 | 332.0798 | 332.0798 | 332.0798 | 332.0798 | SK | 44.16 | 48 | 63.12 | 78.24 | 78.24 | SK | 371.2825 | 380.0798 | 395.1998 | 410.3198 | 410.3198
UK | 4244.7988 | 4097.3967 | 4029.2752 | 3980.6611 | 3941.2092 | UK | 1330.0245 | 1391.7359 | 1419.4255 | 1342.2337 | 1342.2337 | UK | 5574.8234 | 5489.1326 | 5448.7007 | 5322.8948 | 5283.4429

## Demand_14d_peak_GREEN
Final gas demand (Residential & Commercial & Industrial & Others) | [5 empty] | Gas demand for power generation | [5 empty] | 14d peak demand
14d peak - SCENARIO A | [5 empty] | Peak day - Vision 3 | [5 empty] | SCENARIO A - VISION 3
(in GWh/d) | [5 empty] | (in GWh/d) | [5 empty] | (in GWh/d)
COUNTRY | 2015 | 2020 | 2025 | 2030 | 2035 | COUNTRY | 2015 | 2020 | 2025 | 2030 | 2035 | COUNTRY | 2015 | 2020 | 2025 | 2030 | 2035
AT | 247.9043 | 449.8634 | 386.2325 | 298.7705 | 296.4715 | AT | 237.9294 | 237.9294 | 306.2588 | 374.5882 | 374.5882 | AT | 485.8337 | 687.7928 | 692.4913 | 673.3588 | 671.0597
BA | 15 | 19 | 25 | 25 | 25 | BA | 0 | 22 | 30 | 30 | 30 | BA | 15 | 41 | 55 | 55 | 55
BE | 1012.77 | 1070.27 | 1096 | 1096 | 1096 | BE | 188.6681 | 307.4977 | 431.8172 | 540.1011 | 540.1011 | BE | 1201.4381 | 1377.7677 | 1527.8172 | 1636.1011 | 1636.1011
BG | 168 | 213 | 247 | 247 | 247 | BG | 0 | 0 | 0 | 0 | 0 | BG | 168 | 213 | 247 | 247 | 247
CH | 200 | 200 | 210 | 210 | 210 | CH | 19.4743 | 56.16 | 56.16 | 56.16 | 56.16 | CH | 219.4743 | 256.16 | 266.16 | 266.16 | 266.16
CY | 0 | 0 | 9 | 9 | 9 | CY | 0 | 0 | 17.811 | 22.0411 | 27.2767 | CY | 0 | 0 | 26.811 | 31.0411 | 36.2767
CZ | 645 | 645 | 645 | 677 | 756 | CZ | 64 | 73.7143 | 79.2857 | 84.8571 | 84.8571 | CZ | 709 | 718.7143 | 724.2857 | 761.8571 | 840.8571
DE | 3773.0723 | 3475.6713 | 3147.1894 | 2749.165 | 2496.1507 | DE | 1194.179 | 1190.8267 | 1475.6267 | 1760.4267 | 1760.4267 | DE | 4967.2513 | 4666.498 | 4622.8161 | 4509.5917 | 4256.5774
DEn | 2155.5285 | 1982.554 | 1796.2737 | 1570.0763 | 1423.7133 | DEn | 692.6238 | 690.6795 | 855.8635 | 1021.0475 | 1021.0475 | DEn | 2848.1523 | 2673.2334 | 2652.1372 | 2591.1238 | 2444.7607
DEg | 1617.5438 | 1493.1173 | 1350.9157 | 1179.0887 | 1072.4375 | DEg | 501.5552 | 500.1472 | 619.7632 | 739.3792 | 739.3792 | DEg | 2119.099 | 1993.2645 | 1970.6789 | 1918.4679 | 1811.8167
DK | 241 | 193.4366 | 151.3011 | 104.1536 | 57.409 | DK | 0 | 0 | 0 | 0 | 0 | DK | 241 | 193.4366 | 151.3011 | 104.1536 | 57.409
EE | 51 | 60 | 60 | 60 | 60 | EE | 19.9184 | 21.1429 | 31.1429 | 41.1429 | 41.1429 | EE | 70.9184 | 81.1429 | 91.1429 | 101.1429 | 101.1429
ES | 1088.1005 | 1194.0789 | 1236.5761 | 1270.9122 | 1288.87 | ES | 901.7523 | 1135.728 | 1167.276 | 1198.824 | 1198.824 | ES | 1989.8528 | 2329.8069 | 2403.8521 | 2469.7362 | 2487.694
FI | 204 | 220 | 220 | 220 | 220 | FI | 99.0739 | 90.2069 | 80.2759 | 70.3448 | 70.3448 | FI | 303.0739 | 310.2069 | 300.2759 | 290.3448 | 290.3448
FR | 3387.1502 | 3266.6955 | 3184.6824 | 3084.3499 | 2957.7866 | FR | 435.4286 | 360 | 479.52 | 599.04 | 599.04 | FR | 3822.5787 | 3626.6955 | 3664.2024 | 3683.3899 | 3556.8266
FRn | 2246.3783 | 2169.1193 | 2119.2308 | 2056.2988 | 1974.6903 | FRn | 309.1543 | 277.2 | 359.64 | 449.28 | 449.28 | FRn | 2555.5326 | 2446.3193 | 2478.8708 | 2505.5788 | 2423.9703
FRs | 908.629 | 877.3787 | 857.1995 | 831.7444 | 798.7349 | FRs | 126.2743 | 82.8 | 119.88 | 149.76 | 149.76 | FRs | 1034.9033 | 960.1787 | 977.0795 | 981.5044 | 948.4949
FRt | 232.1429 | 220.1975 | 208.2521 | 196.3067 | 184.3613 | FRt | 0 | 0 | 0 | 0 | 0 | FRt | 232.1429 | 220.1975 | 208.2521 | 196.3067 | 184.3613
GR | 92.63 | 128.12 | 133.41 | 133.41 | 133.41 | GR | 213.4687 | 230.4597 | 272.8958 | 298.5331 | 298.5331 | GR | 306.0987 | 358.5797 | 406.3058 | 431.9431 | 431.9431
HR | 58.68 | 63.11 | 65.87 | 69.86 | 74.21 | HR | 30.5455 | 52.3636 | 63.2727 | 74.1818 | 74.1818 | HR | 89.2255 | 115.4736 | 129.1427 | 144.0418 | 148.3918
HU | 639.52 | 655.67 | 656.58 | 656.58 | 656.58 | HU | 95.3697 | 148.3846 | 133.7308 | 119.0769 | 119.0769 | HU | 734.8897 | 804.0546 | 790.3108 | 775.6569 | 775.6569
IE | 114.31 | 115.88 | 116.87 | 114.35 | 112.81 | IE | 148.3489 | 174.4453 | 196.9182 | 208.1251 | 208.1251 | IE | 262.6589 | 290.3253 | 313.7882 | 322.4751 | 320.9351
IT | 3575.4607 | 3497.144 | 3334.0501 | 3307.0989 | 3274.7574 | IT | 1151.5554 | 1343.025 | 1452.2118 | 1489.4486 | 1534.1329 | IT | 4727.0161 | 4840.169 | 4786.2619 | 4796.5475 | 4808.8903
LT | 127 | 114 | 114 | 114 | 114 | LT | 14.3247 | 23.76 | 33.264 | 42.768 | 42.768 | LT | 141.3247 | 137.76 | 147.264 | 156.768 | 156.768
LU | 63 | 65 | 65 | 65 | 65 | LU | 15.0899 | 12.1714 | 19.2857 | 26.4 | 26.4 | LU | 78.0899 | 77.1714 | 84.2857 | 91.4 | 91.4
LV | 121 | 128 | 128 | 133 | 133 | LV | 28.8504 | 49.44 | 49.44 | 49.44 | 49.44 | LV | 149.8504 | 177.44 | 177.44 | 182.44 | 182.44
MK | 4.11 | 4.19 | 4.3 | 4.38 | 4.43 | MK | 19.1605 | 14.3449 | 14.9055 | 14.9055 | 14.9055 | MK | 23.2705 | 18.5349 | 19.2055 | 19.2855 | 19.3355
MT | 0 | 0 | 0 | 0 | 0 | MT | 0 | 0 | 15.63 | 15.63 | 15.63 | MT | 0 | 0 | 15.63 | 15.63 | 15.63
NL | 2909.73 | 2658.05 | 2433.16 | 2284.49 | 2156.62 | NL | 600.9543 | 689.9532 | 853.2515 | 1029.6494 | 1029.6494 | NL | 3510.6843 | 3348.0032 | 3286.4115 | 3314.1394 | 3186.2694
PL | 629.1403 | 697.599 | 759.6328 | 812.7969 | 837.5897 | PL | 55.2 | 105.6 | 223.92 | 342.24 | 342.24 | PL | 684.3403 | 803.199 | 983.5528 | 1155.0369 | 1179.8297
PT | 138.3 | 149.1578 | 160.7017 | 171.9435 | 171.9435 | PT | 199.9596 | 232.1168 | 228.2851 | 221.28 | 221.28 | PT | 338.2596 | 381.2746 | 388.9868 | 393.2235 | 393.2235
RO | 572.4 | 577.8 | 590.76 | 612.36 | 633.96 | RO | 101.76 | 142.56 | 190.08 | 237.6 | 237.6 | RO | 674.16 | 720.36 | 780.84 | 849.96 | 871.56
RS | 170.6442 | 211.2314 | 253.5222 | 300.0346 | 339.0665 | RS | 69.0101 | 74.159 | 131.6418 | 182.823 | 193.505 | RS | 239.6543 | 285.3904 | 385.164 | 482.8576 | 532.5715
SE | 42 | 51 | 52 | 53 | 55 | SE | 51.4286 | 42 | 21 | 0 | 0 | SE | 93.4286 | 93 | 73 | 53 | 55
SI | 51 | 60 | 63 | 63 | 63 | SI | 27.142 | 41.4246 | 40.4066 | 39.3887 | 39.3887 | SI | 78.142 | 101.4246 | 103.4066 | 102.3887 | 102.3887
SK | 303.8933 | 308.4987 | 308.4987 | 308.4987 | 308.4987 | SK | 59.4658 | 48 | 63.12 | 78.24 | 78.24 | SK | 363.3591 | 356.4987 | 371.6187 | 386.7387 | 386.7387
UK | 3937.089 | 3779.7348 | 3627.4088 | 3349.5545 | 2872.818 | UK | 1354.1044 | 1465.44 | 1482.5068 | 1472.673 | 1472.673 | UK | 5291.1934 | 5245.1748 | 5109.9157 | 4822.2275 | 4345.491

## Demand_14d_peak_GREY
Final gas demand (Residential & Commercial & Industrial & Others) | [5 empty] | Gas demand for power generation | [5 empty] | 14d Peak demand
14d Peak - SCENARIO B | [5 empty] | Peak day - Vision 1 | [5 empty] | SCENARIO B - VISION 1
(in GWh/d) | [5 empty] | (in GWh/d) | [5 empty] | (in GWh/d)
COUNTRY | 2015 | 2020 | 2025 | 2030 | 2035 | COUNTRY | 2015 | 2020 | 2025 | 2030 | 2035 | COUNTRY | 2015 | 2020 | 2025 | 2030 | 2035
AT | 397.4096 | 367.8335 | 315.3819 | 288.5529 | 286.5727 | AT | 237.9294 | 237.9294 | 288.5536 | 282.1794 | 282.1794 | AT | 635.339 | 605.7629 | 603.9355 | 570.7323 | 568.7521
BA | 15 | 19 | 23 | 23 | 23 | BA | 0 | 20 | 20 | 20 | 20 | BA | 15 | 39 | 43 | 43 | 43
BE | 1066.0747 | 1126.605 | 1153.6853 | 1153.6853 | 1153.6853 | BE | 255.2721 | 255.2036 | 331.5062 | 376.9648 | 376.9648 | BE | 1321.3468 | 1381.8085 | 1485.1915 | 1530.6501 | 1530.6501
BG | 167 | 207 | 221 | 221 | 221 | BG | 0 | 0 | 0 | 0 | 0 | BG | 167 | 207 | 221 | 221 | 221
CH | 200 | 200 | 210 | 210 | 210 | CH | 4.8 | 4.8 | 21.12 | 37.44 | 37.44 | CH | 204.8 | 204.8 | 231.12 | 247.44 | 247.44
CY | 0 | 0 | 9 | 9 | 9 | CY | 0 | 0 | 17.811 | 22.0411 | 27.2767 | CY | 0 | 0 | 26.811 | 31.0411 | 36.2767
CZ | 645 | 645 | 645 | 677 | 756 | CZ | 64 | 73.7143 | 79.2857 | 84.8571 | 84.8571 | CZ | 709 | 718.7143 | 724.2857 | 761.8571 | 840.8571
DE | 3795.8896 | 3624.833 | 3441.1868 | 2985.7679 | 2853.2119 | DE | 1244.5867 | 1190.8267 | 990.5067 | 790.1867 | 790.1867 | DE | 5040.4762 | 4815.6596 | 4431.6935 | 3775.9546 | 3643.3986
DEn | 2171.4138 | 2071.5022 | 1964.9297 | 1705.1593 | 1631.8908 | DEn | 721.8603 | 690.6795 | 574.4939 | 458.3083 | 458.3083 | DEn | 2893.2741 | 2762.1816 | 2539.4236 | 2163.4676 | 2090.199
DEg | 1624.4757 | 1553.3308 | 1476.2571 | 1280.6086 | 1221.3212 | DEg | 522.7264 | 500.1472 | 416.0128 | 331.8784 | 331.8784 | DEg | 2147.2021 | 2053.478 | 1892.2699 | 1612.487 | 1553.1996
DK | 241 | 198.9611 | 173.653 | 137.9109 | 102.533 | DK | 0 | 0 | 0 | 0 | 0 | DK | 241 | 198.9611 | 173.653 | 137.9109 | 102.533
EE | 51 | 60 | 60 | 60 | 60 | EE | 24.5714 | 21.1429 | 22.2857 | 23.4286 | 23.4286 | EE | 75.5714 | 81.1429 | 82.2857 | 83.4286 | 83.4286
ES | 1088.1005 | 1194.0789 | 1236.5761 | 1270.9122 | 1288.87 | ES | 713.5579 | 843.1689 | 956.5256 | 1069.8823 | 1069.8823 | ES | 1801.6585 | 2037.2479 | 2193.1017 | 2340.7946 | 2358.7523
FI | 160 | 175 | 175 | 175 | 175 | FI | 80.2759 | 81.931 | 45.1034 | 8.2759 | 8.2759 | FI | 240.2759 | 256.931 | 220.1034 | 183.2759 | 183.2759
FR | 3125.4671 | 3014.1696 | 2938.232 | 2845.4445 | 2728.5469 | FR | 278.4 | 360 | 359.04 | 358.08 | 358.08 | FR | 3403.8671 | 3374.1696 | 3297.272 | 3203.5245 | 3086.6269
FRn | 2066.6681 | 1995.5897 | 1949.6923 | 1891.7949 | 1816.7151 | FRn | 197.664 | 277.2 | 269.28 | 268.56 | 268.56 | FRn | 2264.3321 | 2272.7897 | 2218.9723 | 2160.3549 | 2085.2751
FRs | 835.9387 | 807.1884 | 788.6236 | 765.2049 | 734.8361 | FRs | 80.736 | 82.8 | 89.76 | 89.52 | 89.52 | FRs | 916.6747 | 889.9884 | 878.3836 | 854.7249 | 824.3561
FRt | 222.8571 | 211.3896 | 199.922 | 188.4545 | 176.9869 | FRt | 0 | 0 | 0 | 0 | 0 | FRt | 222.8571 | 211.3896 | 199.922 | 188.4545 | 176.9869
GR | 95.4982 | 132.0796 | 137.5386 | 137.5386 | 137.5386 | GR | 194.148 | 180.7748 | 207.5032 | 231.2989 | 231.2989 | GR | 289.6462 | 312.8545 | 345.0418 | 368.8375 | 368.8375
HR | 54.3315 | 58.4384 | 60.9863 | 64.6849 | 68.7123 | HR | 30.5455 | 61.0909 | 67.6364 | 74.1818 | 74.1818 | HR | 84.877 | 119.5293 | 128.6227 | 138.8667 | 142.8941
HU | 620.33 | 636 | 636.88 | 636.88 | 636.88 | HU | 80.3911 | 102.5865 | 105.7291 | 108.3681 | 108.3681 | HU | 700.7211 | 738.5865 | 742.6091 | 745.2481 | 745.2481
IE | 105.84 | 107.3001 | 108.2137 | 105.8822 | 104.4531 | IE | 160.2387 | 168.3476 | 173.7095 | 179.0759 | 179.0759 | IE | 266.0787 | 275.6477 | 281.9232 | 284.958 | 283.529
IT | 3575.4607 | 3497.144 | 3334.0501 | 3307.0989 | 3274.7574 | IT | 1151.5554 | 1343.025 | 1452.2118 | 1489.4486 | 1534.1329 | IT | 4727.0161 | 4840.169 | 4786.2619 | 4796.5475 | 4808.8903
LT | 117.5926 | 105.5556 | 105.5556 | 105.5556 | 105.5556 | LT | 23.76 | 23.76 | 23.76 | 23.76 | 23.76 | LT | 141.3526 | 129.3156 | 129.3156 | 129.3156 | 129.3156
LU | 63 | 65 | 65 | 65 | 65 | LU | 15.1776 | 17.0724 | 16.4092 | 15.746 | 15.746 | LU | 78.1776 | 82.0724 | 81.4092 | 80.746 | 80.746
LV | 121 | 121 | 121 | 121 | 121 | LV | 45.3246 | 49.44 | 49.44 | 49.44 | 49.44 | LV | 166.3246 | 170.44 | 170.44 | 170.44 | 170.44
MK | 4.11 | 4.19 | 4.3 | 4.38 | 4.43 | MK | 19.1605 | 14.3449 | 14.9055 | 14.9055 | 14.9055 | MK | 23.2705 | 18.5349 | 19.2055 | 19.2855 | 19.3355
MT | 0 | 0 | 0 | 0 | 0 | MT | 0 | 0 | 15.63 | 15.63 | 15.63 | MT | 0 | 0 | 15.63 | 15.63 | 15.63
NL | 2909.733 | 2751.604 | 2621.1742 | 2495.0742 | 2373.0918 | NL | 586.6144 | 678.7109 | 711.7663 | 743.1642 | 743.1642 | NL | 3496.3473 | 3430.3149 | 3332.9405 | 3238.2384 | 3116.256
PL | 629.1403 | 697.599 | 759.6328 | 812.7969 | 837.5897 | PL | 52.32 | 114.72 | 104.16 | 93.6 | 93.6 | PL | 681.4603 | 812.319 | 863.7928 | 906.3969 | 931.1897
PT | 138.3 | 145.4607 | 152.2758 | 158.5347 | 158.5347 | PT | 183.84 | 236.7286 | 230.3889 | 221.28 | 221.28 | PT | 322.14 | 382.1892 | 382.6647 | 379.8147 | 379.8147
RO | 530 | 535 | 547 | 567 | 587 | RO | 98.88 | 142.56 | 155.76 | 168.96 | 168.96 | RO | 628.88 | 677.56 | 702.76 | 735.96 | 755.96
RS | 156.9927 | 194.3329 | 233.2404 | 276.0318 | 311.9411 | RS | 75.011 | 80.6076 | 143.0889 | 198.7207 | 210.3315 | RS | 232.0037 | 274.9405 | 376.3293 | 474.7525 | 522.2727
SE | 42 | 50 | 50 | 50 | 50 | SE | 54 | 42 | 21 | 0 | 0 | SE | 96 | 92 | 71 | 50 | 50
SI | 43 | 51 | 54 | 54 | 54 | SI | 17.6471 | 37.6941 | 37.6941 | 37.6941 | 37.6941 | SI | 60.6471 | 88.6941 | 91.6941 | 91.6941 | 91.6941
SK | 303.8933 | 308.4987 | 308.4987 | 308.4987 | 308.4987 | SK | 44.16 | 48 | 63.12 | 78.24 | 78.24 | SK | 348.0533 | 356.4987 | 371.6187 | 386.7387 | 386.7387
UK | 3923.4299 | 3701.687 | 3648.6143 | 3602.2805 | 3557.99 | UK | 1330.0245 | 1391.7359 | 1419.4255 | 1342.2337 | 1342.2337 | UK | 5253.4544 | 5093.4229 | 5068.0398 | 4944.5142 | 4900.2237

## Power_gen_yearly
Gas demand for power generation | [5 empty] | Gas demand for power generation | [5 empty] | Gas demand for power generation | [5 empty] | Gas demand for power generation
Vision 3 - Min | [5 empty] | Vision 3 - Max | [5 empty] | Vision 1 - Min | [5 empty] | Vision 1 - Max
(in GWh/y) | [5 empty] | (in GWh/y) | [5 empty] | (in GWh/y) | [5 empty] | (in GWh/y)
COUNTRY | 2015 | 2020 | 2025 | 2030 | 2035 | COUNTRY | 2015 | 2020 | 2025 | 2030 | 2035 | COUNTRY | 2015 | 2020 | 2025 | 2030 | 2035 | COUNTRY | 2015 | 2020 | 2025 | 2030 | 2035
AT | 28637.2065 | 8684.4235 | 21819.5519 | 34954.6803 | 34954.6803 | AT | 43729.9466 | 16961.8371 | 33232.494 | 49503.1509 | 49503.1509 | AT | 9260.9133 | 8684.4235 | 13462.9176 | 18241.4118 | 18241.4118 | AT | 27079.7839 | 18231.4682 | 21192.3957 | 24153.3232 | 24153.3232
BA | 0 | 5060 | 6164 | 6164 | 6164 | BA | 0 | 5060 | 6164 | 6164 | 6164 | BA | 0 | 5060 | 5060 | 5060 | 5060 | BA | 0 | 5060 | 5060 | 5060 | 5060
BE | 41359.3451 | 55145.4208 | 88503.362 | 121861.3032 | 121861.3032 | BE | 47228.5451 | 55145.4208 | 88503.362 | 121861.3032 | 121861.3032 | BE | 38162.5905 | 35236.1237 | 55792.3336 | 76348.5435 | 76348.5435 | BE | 43190.8305 | 35236.1237 | 55792.3336 | 76348.5435 | 76348.5435
BG (*) | 0 | 0 | 0 | 0 | 0 | BG (*) | 0 | 0 | 0 | 0 | 0 | BG (*) | 0 | 0 | 0 | 0 | 0 | BG (*) | 0 | 0 | 0 | 0 | 0
CH | 4264.8686 | 12299.04 | 12299.04 | 12299.04 | 12299.04 | CH | 4264.8686 | 12299.04 | 12299.04 | 12299.04 | 12299.04 | CH | 525.6 | 525.6 | 2312.64 | 4099.68 | 4099.68 | CH | 525.6 | 525.6 | 2312.64 | 4099.68 | 4099.68
CY | 0 | 0 | 5414.24 | 6587.25 | 8014.4 | CY | 0 | 0 | 5414.24 | 6587.25 | 8014.4 | CY | 0 | 0 | 5414.24 | 6587.25 | 8014.4 | CY | 0 | 0 | 5414.24 | 6587.25 | 8014.4
CZ | 1439.1429 | 2690.5714 | 2893.9286 | 3097.2857 | 3097.2857 | CZ | 12376.6286 | 23138.9143 | 24887.7857 | 26636.6571 | 26636.6571 | CZ | 2330.7857 | 2690.5714 | 9182.2825 | 15673.9936 | 15673.9936 | CZ | 12376.6286 | 23138.9143 | 24887.7857 | 26636.6571 | 26636.6571
DE | 98071.9543 | 97796.64 | 121185.84 | 144575.04 | 144575.04 | DE | 392287.8171 | 391186.56 | 407104.1774 | 423021.7947 | 423021.7947 | DE | 102211.68 | 97796.64 | 81345.36 | 64894.08 | 64894.08 | DE | 408846.72 | 391186.56 | 325381.44 | 259576.32 | 259576.32
DEn | 56881.7335 | 56722.0512 | 70287.7872 | 83853.5232 | 83853.5232 | DEn | 227526.9339 | 226888.2048 | 236120.4229 | 245352.6409 | 245352.6409 | DEn | 59282.7744 | 56722.0512 | 47180.3088 | 37638.5664 | 37638.5664 | DEn | 237131.0976 | 226888.2048 | 188721.2352 | 150554.2656 | 150554.2656
DEg | 41190.2208 | 41074.5888 | 50898.0528 | 60721.5168 | 60721.5168 | DEg | 164760.8832 | 164298.3552 | 170983.7545 | 177669.1538 | 177669.1538 | DEg | 42928.9056 | 41074.5888 | 34165.0512 | 27255.5136 | 27255.5136 | DEg | 171715.6224 | 164298.3552 | 136660.2048 | 109022.0544 | 109022.0544
DK | 15347.5979 | 10809.995 | 7673.7989 | 3836.8995 | 767.3799 | DK | 15347.5979 | 10809.995 | 7673.7989 | 3836.8995 | 767.3799 | DK | 15347.5979 | 11278.8594 | 9549.2563 | 6650.0856 | 4330.749 | DK | 15347.5979 | 11278.8594 | 9549.2563 | 6650.0856 | 4330.749
EE | 727.0204 | 771.7143 | 1136.7143 | 1501.7143 | 1501.7143 | EE | 5816.1633 | 6173.7143 | 7626.6761 | 9079.6379 | 9079.6379 | EE | 896.8571 | 2355.2271 | 1605.185 | 855.1429 | 855.1429 | EE | 7174.8571 | 6173.7143 | 6507.4286 | 6841.1429 | 6841.1429
ES | 57044.3664 | 58561.4019 | 93790.089 | 133749.176 | 133749.176 | ES | 93828.7046 | 142657.4019 | 154146.489 | 165635.576 | 165635.576 | ES | 53582.5095 | 70773.0106 | 93825.9842 | 104056.1821 | 104056.1821 | ES | 99616.3095 | 143326.8346 | 153413.6066 | 154513.7821 | 154513.7821
FI | 3813.6921 | 3983.7843 | 3275.6853 | 2567.5862 | 2567.5862 | FI | 21733.1083 | 26340.4138 | 23440.5517 | 20540.6897 | 20540.6897 | FI | 2930.069 | 8811.7488 | 4556.9089 | 302.069 | 302.069 | FI | 23440.5517 | 23923.8621 | 13170.2069 | 2416.5517 | 2416.5517
FR | 15893.1429 | 13140 | 87514.5529 | 161889.1058 | 161889.1058 | FR | 71688.4452 | 15944.8737 | 95432.2769 | 174919.68 | 174919.68 | FR | 10161.6 | 14042.6524 | 51934.5144 | 89826.3764 | 89826.3764 | FR | 64641.3598 | 49608.2524 | 77083.8062 | 104559.36 | 104559.36
FRn | 11284.1314 | 10117.8 | 65635.9147 | 121416.8294 | 121416.8294 | FRn | 50898.7961 | 12277.5528 | 71574.2077 | 131189.76 | 131189.76 | FRn | 7214.736 | 10812.8423 | 38950.8858 | 67369.7823 | 67369.7823 | FRn | 45895.3654 | 38198.3543 | 57812.8547 | 78419.52 | 78419.52
FRs | 4609.0114 | 3022.2 | 21878.6382 | 40472.2765 | 40472.2765 | FRs | 20789.6491 | 3667.321 | 23858.0692 | 43729.92 | 43729.92 | FRs | 2946.864 | 3229.8101 | 12983.6286 | 22456.5941 | 22456.5941 | FRs | 18745.9943 | 11409.8981 | 19270.9516 | 26139.84 | 26139.84
FRt | 0 | 0 | 0 | 0 | 0 | FRt | 0 | 0 | 0 | 0 | 0 | FRt | 0 | 0 | 0 | 0 | 0 | FRt | 0 | 0 | 0 | 0 | 0
GR | 15132.4242 | 14564.8631 | 43215.3147 | 71865.7664 | 71865.7664 | GR | 68673.5442 | 70120.7831 | 88530.7947 | 106940.8064 | 106940.8064 | GR | 16882.4924 | 15456.6315 | 29363.786 | 43270.9405 | 43270.9405 | GR | 68268.6524 | 71012.5515 | 74679.266 | 78345.9805 | 78345.9805
HR | 4291.4331 | 5142.3729 | 3925.0046 | 2707.6364 | 2707.6364 | HR | 8249.7169 | 12946.7365 | 12067.4105 | 11188.0844 | 11188.0844 | HR | 6232.4159 | 4172.3107 | 3439.9735 | 2707.6364 | 2707.6364 | HR | 8919.2727 | 11976.6744 | 11988.4737 | 12000.273 | 12000.273
HU | 17403.1768 | 43934.904 | 39596.076 | 35257.248 | 35257.248 | HU | 17562.0171 | 48927.4387 | 46964.6321 | 45001.8255 | 45001.8255 | HU | 16169.1932 | 31270.6283 | 22748.9971 | 14227.366 | 14227.366 | HU | 19322.7932 | 31294.224 | 23601.755 | 15909.286 | 15909.286
IE | 11803.3901 | 21936.3149 | 29435.7411 | 36935.1673 | 36935.1673 | IE | 22134.5405 | 34595.0078 | 35765.0876 | 36935.1673 | 36935.1673 | IE | 15546.8432 | 20249.4239 | 21825.2732 | 23401.1224 | 23401.1224 | IE | 31176.4538 | 32908.1168 | 33708.944 | 34509.7713 | 34509.7713
IT | 235718.268 | 259332.4773 | 252345.9503 | 242891.7021 | 253754.477 | IT | 252041.8998 | 280499.144 | 273512.617 | 254671.9577 | 274921.1437 | IT | 233144.9216 | 259332.4773 | 281276.4001 | 288760.1152 | 297740.5734 | IT | 253609.8548 | 280499.144 | 302443.0667 | 309926.7819 | 318907.2401
LT | 4627.4717 | 7085.751 | 9976.3582 | 12866.9654 | 12866.9654 | LT | 4627.4717 | 7085.751 | 9976.3582 | 12866.9654 | 12866.9654 | LT | 5291.9195 | 7746.5226 | 6993.0094 | 6239.4963 | 6239.4963 | LT | 5291.9195 | 7746.5226 | 6993.0094 | 6239.4963 | 6239.4963
LU | 2979.1422 | 4464.8993 | 5751.6564 | 7038.4135 | 7038.4135 | LU | 2979.1422 | 4464.8993 | 5751.6564 | 7038.4135 | 7038.4135 | LU | 2777.4111 | 3651.8041 | 3649.9299 | 3648.0558 | 3648.0558 | LU | 2777.4111 | 3651.8041 | 3649.9299 | 3648.0558 | 3648.0558
LV | 6921.4762 | 11736.0269 | 13596.8032 | 15457.5795 | 15457.5795 | LV | 6921.4762 | 11736.0269 | 13596.8032 | 15457.5795 | 15457.5795 | LV | 6429.6804 | 9226.3416 | 11612.3815 | 13998.4215 | 13998.4215 | LV | 6429.6804 | 9226.3416 | 11612.3815 | 13998.4215 | 13998.4215
MK | 6993.6 | 5235.9 | 5440.5 | 5440.5 | 5440.5 | MK | 6993.6 | 5235.9 | 5440.5 | 5440.5 | 5440.5 | MK | 6993.6 | 5235.9 | 5440.5 | 5440.5 | 5440.5 | MK | 6993.6 | 5235.9 | 5440.5 | 5440.5 | 5440.5
MT | 0 | 0 | 3825 | 3737 | 3757 | MT | 0 | 0 | 3825 | 3737 | 3757 | MT | 0 | 0 | 3825 | 3737 | 3757 | MT | 0 | 0 | 3825 | 3737 | 3757
NL | 99463.984 | 138630.8079 | 195515.2354 | 252399.663 | 252399.663 | NL | 158488.864 | 195290.4879 | 244141.9954 | 292993.503 | 292993.503 | NL | 67605.4989 | 141579.0793 | 156505.9526 | 171432.8259 | 171432.8259 | NL | 156887.4189 | 198238.7593 | 205132.7126 | 212026.6659 | 212026.6659
PL | 2014.8 | 3854.4 | 8173.08 | 12491.76 | 12491.76 | PL | 16118.4 | 30835.2 | 65384.64 | 99934.08 | 99934.08 | PL | 1909.68 | 4187.28 | 3801.84 | 3416.4 | 3416.4 | PL | 15277.44 | 33498.24 | 30414.72 | 27331.2 | 27331.2
PT | 9176.1041 | 15340.9645 | 33208.8658 | 51076.7671 | 51076.7671 | PT | 25657.1387 | 22454.0845 | 36765.4258 | 51076.7671 | 51076.7671 | PT | 8757.6344 | 15340.9645 | 30704.4864 | 46068.0084 | 46068.0084 | PT | 30342.2744 | 22454.0845 | 34261.0464 | 46068.0084 | 46068.0084
RO | 3975.4569 | 6117.6991 | 31523.7143 | 56929.7295 | 56929.7295 | RO | 29713.92 | 41627.52 | 55503.36 | 69379.2 | 69379.2 | RO | 11902.9048 | 15720.7317 | 32110.8273 | 48500.9229 | 48500.9229 | RO | 28872.96 | 41627.52 | 45481.92 | 49336.32 | 49336.32
RS | 8663.94 | 9310.36 | 16527.1 | 22952.7 | 24293.78 | RS | 8663.94 | 9310.36 | 16527.1 | 22952.7 | 24293.78 | RS | 9734.769 | 10461.0825 | 18569.7765 | 25789.5495 | 27296.379 | RS | 9734.769 | 10461.0825 | 18569.7765 | 25789.5495 | 27296.379
SE | 8675.2729 | 8547.8119 | 5117.7366 | 0 | 0 | SE | 9519.9872 | 8985.8119 | 5336.7366 | 0 | 0 | SE | 8532.4556 | 6628.284 | 6521.6477 | 0 | 0 | SE | 8970.4556 | 7066.284 | 6740.6477 | 0 | 0
SI | 0 | 0 | 0 | 0 | 0 | SI | 6611.7625 | 9771.9827 | 8302.8751 | 6833.7675 | 6833.7675 | SI | 0 | 0 | 843.3425 | 1686.6849 | 1686.6849 | SI | 5347.6744 | 10516.4896 | 10969.5611 | 11422.6326 | 11422.6326
SK | 4104.5619 | 7869.3552 | 15343.7479 | 22818.1406 | 22818.1406 | SK | 13390.1619 | 13388.1552 | 18117.1176 | 22846.08 | 22846.08 | SK | 1611.84 | 6133.4654 | 8241.6987 | 10349.932 | 10349.932 | SK | 9074.9505 | 11652.2654 | 13699.1787 | 15746.092 | 15746.092
UK | 160451.381 | 236649.5739 | 277387.3274 | 318125.0809 | 318125.0809 | UK | 431608.421 | 427477.4139 | 400885.8074 | 374294.2009 | 374294.2009 | UK | 217943.9493 | 195776.6191 | 283600.2235 | 371423.828 | 371423.828 | UK | 426086.4 | 386604.4591 | 379014.1435 | 371423.828 | 371423.828
(*) The figures for Bulgaria'n power generation are included as final gas demand. According to the information provided by Bulgartransgaz, the specifics of the Bulgarian gas and electricity market do not allow the split of gas demand between final gas demand and gas demand for power generation. The power generation from natural gas depends mostly on the production of heat energy in heat generation plants and heat energy consumption by households in the district heated cities. Bulgarian NRA approves a preferential price for electricity when it has been generated in combined cycle, and all the heat released by the cooling of electrical generators has to be utilized. For this reason, the assessment of the consumption for power generation has not been done following the general methodology. The final gas demand figures provided by Bulgartransgaz do include the consumption for power generation.

## Power gen_peak
| Gas demand for power generation | [5 empty] | Gas demand for power generation
| Peak day - Vision 3 | [5 empty] | Peak day - Vision 1
| (in GWh/d) | [5 empty] | (in GWh/d)
| COUNTRY | 2015 | 2020 | 2025 | 2030 | 2035 | COUNTRY | 2015 | 2020 | 2025 | 2030 | 2035
| AT | 237.9294 | 237.9294 | 306.2588 | 374.5882 | 374.5882 | AT | 237.9294 | 237.9294 | 288.5536 | 282.1794 | 282.1794
| BA | 0 | 22 | 30 | 30 | 30 | BA | 0 | 20 | 20 | 20 | 20
| BE | 188.6681 | 307.4977 | 431.8172 | 540.1011 | 540.1011 | BE | 255.2721 | 255.2036 | 331.5062 | 376.9648 | 376.9648
| BG (*) | 0 | 0 | 0 | 0 | 0 | BG (*) | 0 | 0 | 0 | 0 | 0
| CH | 19.4743 | 56.16 | 56.16 | 56.16 | 56.16 | CH | 4.8 | 4.8 | 21.12 | 37.44 | 37.44
| CY | 0 | 0 | 17.811 | 22.0411 | 27.2767 | CY | 0 | 0 | 17.811 | 22.0411 | 27.2767
| CZ | 64 | 73.7143 | 79.2857 | 84.8571 | 84.8571 | CZ | 64 | 73.7143 | 79.2857 | 84.8571 | 84.8571
| DE | 1194.179 | 1190.8267 | 1475.6267 | 1760.4267 | 1760.4267 | DE | 1244.5867 | 1190.8267 | 990.5067 | 790.1867 | 790.1867
| DEn | 692.6238 | 690.6795 | 855.8635 | 1021.0475 | 1021.0475 | DEn | 721.8603 | 690.6795 | 574.4939 | 458.3083 | 458.3083
| DEg | 501.5552 | 500.1472 | 619.7632 | 739.3792 | 739.3792 | DEg | 522.7264 | 500.1472 | 416.0128 | 331.8784 | 331.8784
| DK | 0 | 0 | 0 | 0 | 0 | DK | 0 | 0 | 0 | 0 | 0
| EE | 19.9184 | 21.1429 | 31.1429 | 41.1429 | 41.1429 | EE | 24.5714 | 21.1429 | 22.2857 | 23.4286 | 23.4286
| ES | 901.7523 | 1135.728 | 1167.276 | 1198.824 | 1198.824 | ES | 713.5579 | 843.1689 | 956.5256 | 1069.8823 | 1069.8823
| FI | 99.0739 | 90.2069 | 80.2759 | 70.3448 | 70.3448 | FI | 80.2759 | 81.931 | 45.1034 | 8.2759 | 8.2759
| FR | 435.4286 | 360 | 479.52 | 599.04 | 599.04 | FR | 278.4 | 360 | 359.04 | 358.08 | 358.08
| FRn | 309.1543 | 277.2 | 359.64 | 449.28 | 449.28 | FRn | 197.664 | 277.2 | 269.28 | 268.56 | 268.56
| FRs | 126.2743 | 82.8 | 119.88 | 149.76 | 149.76 | FRs | 80.736 | 82.8 | 89.76 | 89.52 | 89.52
| FRt | 0 | 0 | 0 | 0 | 0 | FRt | 0 | 0 | 0 | 0 | 0
| GR | 213.4687 | 230.4597 | 272.8958 | 298.5331 | 298.5331 | GR | 194.148 | 180.7748 | 207.5032 | 231.2989 | 231.2989
| HR | 30.5455 | 52.3636 | 63.2727 | 74.1818 | 74.1818 | HR | 30.5455 | 61.0909 | 67.6364 | 74.1818 | 74.1818
| HU | 95.3697 | 148.3846 | 133.7308 | 119.0769 | 119.0769 | HU | 80.3911 | 102.5865 | 105.7291 | 108.3681 | 108.3681
| IE | 148.3489 | 174.4453 | 196.9182 | 208.1251 | 208.1251 | IE | 160.2387 | 168.3476 | 173.7095 | 179.0759 | 179.0759
| IT | 1151.5554 | 1343.025 | 1452.2118 | 1489.4486 | 1534.1329 | IT | 1151.5554 | 1343.025 | 1452.2118 | 1489.4486 | 1534.1329
| LT | 14.3247 | 23.76 | 33.264 | 42.768 | 42.768 | LT | 23.76 | 23.76 | 23.76 | 23.76 | 23.76
| LU | 15.0899 | 12.1714 | 19.2857 | 26.4 | 26.4 | LU | 15.1776 | 17.0724 | 16.4092 | 15.746 | 15.746
| LV | 28.8504 | 49.44 | 49.44 | 49.44 | 49.44 | LV | 45.3246 | 49.44 | 49.44 | 49.44 | 49.44
| MK | 19.1605 | 14.3449 | 14.9055 | 14.9055 | 14.9055 | MK | 19.1605 | 14.3449 | 14.9055 | 14.9055 | 14.9055
| MT | 0 | 0 | 15.63 | 15.63 | 15.63 | MT | 0 | 0 | 15.63 | 15.63 | 15.63
| NL | 600.9543 | 689.9532 | 853.2515 | 1029.6494 | 1029.6494 | NL | 586.6144 | 678.7109 | 711.7663 | 743.1642 | 743.1642
| PL | 55.2 | 105.6 | 223.92 | 342.24 | 342.24 | PL | 52.32 | 114.72 | 104.16 | 93.6 | 93.6
| PT | 199.9596 | 232.1168 | 228.2851 | 221.28 | 221.28 | PT | 183.84 | 236.7286 | 230.3889 | 221.28 | 221.28
| RO | 101.76 | 142.56 | 190.08 | 237.6 | 237.6 | RO | 98.88 | 142.56 | 155.76 | 168.96 | 168.96
| RS | 69.0101 | 74.159 | 131.6418 | 182.823 | 193.505 | RS | 75.011 | 80.6076 | 143.0889 | 198.7207 | 210.3315
| SE | 51.4286 | 42 | 21 | 0 | 0 | SE | 54 | 42 | 21 | 0 | 0
| SI | 27.142 | 41.4246 | 40.4066 | 39.3887 | 39.3887 | SI | 17.6471 | 37.6941 | 37.6941 | 37.6941 | 37.6941
| SK | 59.4658 | 48 | 63.12 | 78.24 | 78.24 | SK | 44.16 | 48 | 63.12 | 78.24 | 78.24
| UK | 1354.1044 | 1465.44 | 1482.5068 | 1472.673 | 1472.673 | UK | 1330.0245 | 1391.7359 | 1419.4255 | 1342.2337 | 1342.2337
(*) The figures for Bulgaria'n power generation are included as final gas demand. According to the information provided by Bulgartransgaz, the specifics of the Bulgarian gas and electricity market do not allow the split of gas demand between final gas demand and gas demand for power generation. The power generation from natural gas depends mostly on the production of heat energy in heat generation plants and heat energy consumption by households in the district heated cities. Bulgarian NRA approves a preferential price for electricity when it has been generated in combined cycle, and all the heat released by the cooling of electrical generators has to be utilized. For this reason, the assessment of the consumption for power generation has not been done following the general methodology. The final gas demand figures provided by Bulgartransgaz do include the consumption for power generation.

## Final_yearly
Final gas demand (Residential & Commercial & Industrial & Others) | [5 empty] | Final gas demand (Residential & Commercial & Industrial & Others)
SCENARIO A | [5 empty] | SCENARIO B
(in GWh/y) | [5 empty] | (in GWh/y)
COUNTRY | 2015 | 2020 | 2025 | 2030 | 2035 | COUNTRY | 2015 | 2020 | 2025 | 2030 | 2035
AT | 47692.3534 | 86545.6629 | 74304.2165 | 57478.1026 | 57035.8034 | AT | 76454.4867 | 70764.5765 | 60673.8369 | 55512.4058 | 55131.4469
BA | 1656 | 3312 | 4416 | 4416 | 4416 | BA | 1656 | 3312 | 3864 | 3864 | 3864
BE | 125737.7095 | 125737.7095 | 125737.7095 | 125737.7095 | 125737.7095 | BE | 135201.8382 | 135201.8382 | 135201.8382 | 135201.8382 | 135201.8382
BG (*) | 37512 | 47932 | 62520 | 62520 | 62520 | BG (*) | 36470 | 45640 | 48453 | 48453 | 48453
CH | 30000 | 30000 | 33000 | 33000 | 33000 | CH | 30000 | 30000 | 33000 | 33000 | 33000
CY | 0 | 2043.224 | 2164.9312 | 2164.9312 | 2164.9312 | CY | 0 | 0 | 2164.9312 | 2164.9312 | 2164.9312
CZ | 96657 | 96657 | 96657 | 101352 | 114112 | CZ | 96657 | 96657 | 96657 | 101352 | 114112
DE | 597000 | 550000 | 498000 | 435000 | 395000 | DE | 600000 | 573000 | 544000 | 472000 | 451000
DEn | 324000 | 298000 | 270000 | 236000 | 214000 | DEn | 326000 | 311000 | 295000 | 256000 | 245000
DEg | 273000 | 252000 | 228000 | 199000 | 181000 | DEg | 274000 | 262000 | 249000 | 216000 | 206000
DK | 18709.2088 | 16056.2023 | 13340.2412 | 10628.8822 | 7206.0881 | DK | 18709.2088 | 16354.6198 | 14569.2173 | 12504.2086 | 9909.9522
EE | 5500 | 5500 | 5500 | 5500 | 5500 | EE | 6733 | 7142 | 7142 | 7142 | 7142
ES | 277076.1881 | 305237.6195 | 318458.7444 | 325675.4947 | 329785.7501 | ES | 269576.1881 | 297737.6195 | 310958.7444 | 318175.4947 | 322285.7501
FI | 30300 | 29500 | 29500 | 29900 | 30000 | FI | 24900 | 23300 | 21200 | 22300 | 22500
FR | 456537.2963 | 440502.4902 | 429294.066 | 415617.183 | 398405.8372 | FR | 416438.5058 | 401809.4656 | 391577.1258 | 379094.572 | 363390.0419
FRn | 305927.3578 | 295405.6806 | 288611.5247 | 280041.0058 | 268927.0016 | FRn | 281453.1692 | 271773.2261 | 265522.6027 | 257637.7253 | 247412.8415
FRs | 119193.5835 | 115094.1907 | 112447.0924 | 109107.8982 | 104777.7265 | FRs | 106082.2893 | 102433.8297 | 100077.9122 | 97106.0294 | 93252.1766
FRt | 31416.3549 | 30002.619 | 28235.449 | 26468.279 | 24701.1091 | FRt | 28903.0466 | 27602.4095 | 25976.6131 | 24350.8167 | 22725.0204
GR | 15559.51 | 19856.86 | 20123.46 | 20123.46 | 20123.46 | GR | 17482.6001 | 22311.0752 | 22610.6325 | 22610.6325 | 22610.6325
HR | 22012.41 | 23676.3 | 24708.6 | 26207.1 | 27838.8 | HR | 19831 | 21330 | 22260 | 23610 | 25080
HU | 84589.39 | 90939.51 | 91234.48 | 91234.48 | 91234.48 | HU | 82051.71 | 88211.32 | 88497.45 | 88497.45 | 88497.45
IE | 24531.54 | 25004.67 | 25027.98 | 24799.97 | 24788.23 | IE | 22100.4855 | 22526.7253 | 22547.7331 | 22342.3127 | 22331.7421
IT | 517783.3772 | 509811.5994 | 510326.0073 | 507366.8091 | 504627.2894 | IT | 517783.3772 | 509811.5994 | 502129.7882 | 507311.3817 | 513529.2939
LT | 22840.89 | 20534.58 | 20511.49 | 20511.49 | 20511.49 | LT | 20577.3784 | 18499.6216 | 18478.8198 | 18478.8198 | 18478.8198
LU | 9520 | 10000 | 10000 | 10000 | 10000 | LU | 9520 | 10000 | 10000 | 10000 | 10000
LV | 13570 | 15300 | 15800 | 16320 | 16320 | LV | 13570 | 12860 | 12240 | 12240 | 12240
MK | 1348.7 | 1374.16 | 1410 | 1439 | 1455 | MK | 1348.7 | 1374.16 | 1410 | 1439 | 1455
MT | 0 | 0 | 0 | 0 | 0 | MT | 0 | 0 | 0 | 0 | 0
NL | 336168.6239 | 305913.2789 | 278938.6352 | 260394.4872 | 244424.0103 | NL | 338180.2001 | 313980.3756 | 303423.8196 | 292990.732 | 281909.4348
PL | 169443.7132 | 179643.0736 | 186267.0176 | 190547.019 | 197017.2717 | PL | 169443.7132 | 179643.0736 | 186267.0176 | 190547.019 | 197017.2717
PT | 46116.2713 | 49736.8179 | 53586.146 | 57334.7231 | 57334.7231 | PT | 44487.2842 | 46790.6708 | 48982.9142 | 50996.2315 | 50996.2315
RO | 99900 | 103445.34 | 108722.28 | 118281.6 | 128683.41 | RO | 90000 | 93194 | 97948 | 106560 | 115931
RS | 24976.512 | 30917.106 | 37107.0315 | 43914.8655 | 49627.809 | RS | 22229.0957 | 27516.2243 | 33025.258 | 39084.2303 | 44168.75
SE | 8700 | 9900 | 10150 | 10500 | 10975 | SE | 8700 | 9800 | 9800 | 9800 | 9800
SI | 9557 | 10552 | 10975 | 10975 | 10975 | SI | 8123 | 8969 | 9329 | 9329 | 9329
SK | 51621.7497 | 52404.0456 | 52404.0456 | 54237.068 | 55566.8636 | SK | 51621.7497 | 52404.0456 | 52404.0456 | 54237.068 | 55566.8636
UK | 582981.76 | 564224.13 | 536812.07 | 497907.92 | 437779.73 | UK | 578659.1429 | 550096.2274 | 536813.565 | 527216.1411 | 521114.018
(*) The final demand figures for Bulgaria include consumption for power generation. According to the information provided by Bulgartransgaz, the specifics of the Bulgarian gas and electricity market do not allow the split of gas demand between final gas demand and gas demand for power generation. The power generation from natural gas depends mostly on the production of heat energy in heat generation plants and heat energy consumption by households in the district heated cities. Bulgarian NRA approves a preferential price for electricity when it has been generated in combined cycle, and all the heat released by the cooling of electrical generators has to be utilized. For this reason, the assessment of the consumption for power generation has not been done following the general methodology. The final gas demand figures provided by Bulgartransgaz do include the consumption for power generation.

## Final_1d design case
Final gas demand (Residential & Commercial & Industrial & Others) | [5 empty] | Final gas demand (Residential & Commercial & Industrial & Others)
1-day design case - SCENARIO A | [5 empty] | 1-day design case - SCENARIO B
(in GWh/d) | [5 empty] | (in GWh/d)
COUNTRY | 2015 | 2020 | 2025 | 2030 | 2035 | COUNTRY | 2015 | 2020 | 2025 | 2030 | 2035
AT | 274.4734 | 498.0773 | 427.6268 | 330.7911 | 328.2457 | AT | 440.0018 | 407.2559 | 349.1829 | 319.4784 | 317.286
BA | 14 | 17 | 23 | 23 | 23 | BA | 14 | 17 | 21 | 21 | 21
BE | 1121.54 | 1185.16 | 1216.02 | 1216.02 | 1216.02 | BE | 1180.5666 | 1247.534 | 1280.0236 | 1280.0236 | 1280.0236
BG (*) | 198 | 250 | 290 | 290 | 290 | BG (*) | 196 | 244 | 259 | 259 | 259
CH | 220 | 220 | 230 | 230 | 230 | CH | 220 | 220 | 230 | 230 | 230
CY | 0 | 8 | 9 | 9 | 9 | CY | 0 | 8 | 9 | 9 | 9
CZ | 727 | 727 | 727 | 763 | 853 | CZ | 727 | 727 | 727 | 763 | 853
DE | 4188.1386 | 3857.9351 | 3493.3565 | 3051.5798 | 2770.681 | DE | 4213.546 | 4023.6105 | 3819.7154 | 3314.2084 | 3167.1393
DEn | 2418.583 | 2224.4992 | 2015.4859 | 1761.6839 | 1597.4592 | DEn | 2436.407 | 2324.3024 | 2204.7241 | 1913.2521 | 1831.0421
DEg | 1769.5556 | 1633.4359 | 1477.8706 | 1289.8958 | 1173.2218 | DEg | 1777.139 | 1699.3081 | 1614.9912 | 1400.9563 | 1336.0972
DK | 274.67 | 220.4616 | 172.4393 | 118.7049 | 65.4296 | DK | 274.67 | 226.7578 | 197.914 | 157.1784 | 116.8579
EE | 57 | 61 | 61 | 61 | 61 | EE | 57 | 61 | 61 | 61 | 61
ES | 1280.1183 | 1404.7988 | 1454.7954 | 1495.1909 | 1516.3177 | ES | 1280.1183 | 1404.7988 | 1454.7954 | 1495.1909 | 1516.3177
FI | 204 | 220 | 220 | 220 | 220 | FI | 160 | 175 | 175 | 175 | 175
FR | 4093.132 | 3947.1663 | 3845.8653 | 3722.777 | 3568.4928 | FR | 3779.04 | 3644.31 | 3550.65 | 3436.94 | 3293.53
FRn | 2671.5944 | 2579.711 | 2520.3792 | 2445.5348 | 2348.4787 | FRn | 2457.8669 | 2373.3341 | 2318.7489 | 2249.892 | 2160.6004
FRs | 1080.623 | 1043.4574 | 1019.4585 | 989.185 | 949.9272 | FRs | 994.1732 | 959.9808 | 937.9018 | 910.0502 | 873.933
FRt | 340.9145 | 323.9979 | 306.0276 | 288.0572 | 270.0869 | FRt | 327.278 | 311.038 | 293.7865 | 276.5349 | 259.2834
GR | 105.79 | 145.42 | 152.22 | 152.22 | 152.22 | GR | 110.2009 | 151.4783 | 158.5601 | 158.5601 | 158.5601
HR | 58.68 | 63.11 | 65.87 | 69.86 | 74.21 | HR | 54.3315 | 58.4384 | 60.9863 | 64.6849 | 68.7123
HU | 673.18 | 690.18 | 691.13 | 691.13 | 691.13 | HU | 652.98 | 669.47 | 670.4 | 670.4 | 670.4
IE | 144.03 | 145.02 | 144.9 | 139.61 | 137.08 | IE | 133.3605 | 134.2748 | 134.1637 | 129.2662 | 126.93
IT | 3876.675 | 3798.3583 | 3635.2644 | 3608.3132 | 3575.9717 | IT | 3876.675 | 3798.3583 | 3635.2644 | 3608.3132 | 3575.9717
LT | 140 | 125 | 125 | 125 | 125 | LT | 129.6296 | 115.7407 | 115.7407 | 115.7407 | 115.7407
LU | 57 | 59 | 59 | 59 | 59 | LU | 57 | 59 | 59 | 59 | 59
LV | 120 | 125 | 125 | 130 | 130 | LV | 120 | 120 | 120 | 120 | 120
MK | 9.89 | 10.05 | 10.31 | 10.52 | 10.64 | MK | 9.89 | 10.05 | 10.31 | 10.52 | 10.64
MT | 0 | 0 | 0 | 0 | 0 | MT | 0 | 0 | 0 | 0 | 0
NL | 3547.48 | 3230.74 | 2948.17 | 2754.34 | 2587.04 | NL | 3547.4807 | 3356.3217 | 3196.7605 | 3042.7212 | 2893.9331
PL | 815.8314 | 904.6045 | 985.0462 | 1053.9862 | 1086.136 | PL | 815.8314 | 904.6045 | 985.0462 | 1053.9862 | 1086.136
PT | 163.7924 | 176.6516 | 190.3234 | 203.6373 | 203.6373 | PT | 158.9231 | 169.1518 | 179.7589 | 189.7237 | 189.7237
RO | 710.64 | 717.12 | 733.32 | 760.32 | 787.32 | RO | 658 | 664 | 679 | 704 | 729
RS | 192.4559 | 238.2309 | 285.9273 | 338.3848 | 382.4058 | RS | 177.0594 | 219.1725 | 263.0531 | 311.3141 | 351.8133
SE | 47 | 56.4 | 57.4 | 58.8 | 60.7 | SE | 47 | 56 | 56 | 56 | 56
SI | 61 | 72 | 76 | 76 | 76 | SI | 52 | 61 | 65 | 65 | 65
SK | 327.12 | 332.08 | 332.08 | 332.08 | 332.08 | SK | 327.1225 | 332.0798 | 332.0798 | 332.0798 | 332.0798
UK | 4283.8164 | 4161.7507 | 3971.5884 | 3616.1835 | 3070.2075 | UK | 4244.7988 | 4097.3967 | 4029.2752 | 3980.6611 | 3941.2092
(*) The final demand figures for Bulgaria include consumption for power generation. According to the information provided by Bulgartransgaz, the specifics of the Bulgarian gas and electricity market do not allow the split of gas demand between final gas demand and gas demand for power generation. The power generation from natural gas depends mostly on the production of heat energy in heat generation plants and heat energy consumption by households in the district heated cities. Bulgarian NRA approves a preferential price for electricity when it has been generated in combined cycle, and all the heat released by the cooling of electrical generators has to be utilized. For this reason, the assessment of the consumption for power generation has not been done following the general methodology. The final gas demand figures provided by Bulgartransgaz do include the consumption for power generation.

## Final_14d peak
Final gas demand (Residential & Commercial & Industrial & Others) | [5 empty] | Final gas demand (Residential & Commercial & Industrial & Others)
14d peak - SCENARIO A | [5 empty] | 14d Peak - SCENARIO B
(in GWh/d) | [5 empty] | (in GWh/d)
COUNTRY | 2015 | 2020 | 2025 | 2030 | 2035 | COUNTRY | 2015 | 2020 | 2025 | 2030 | 2035
AT | 247.9043 | 449.8634 | 386.2325 | 298.7705 | 296.4715 | AT | 397.4096 | 367.8335 | 315.3819 | 288.5529 | 286.5727
BA | 15 | 19 | 25 | 25 | 25 | BA | 15 | 19 | 23 | 23 | 23
BE | 1012.77 | 1070.27 | 1096 | 1096 | 1096 | BE | 1066.0747 | 1126.605 | 1153.6853 | 1153.6853 | 1153.6853
BG (*) | 168 | 213 | 247 | 247 | 247 | BG (*) | 167 | 207 | 221 | 221 | 221
CH | 200 | 200 | 210 | 210 | 210 | CH | 200 | 200 | 210 | 210 | 210
CY | 0 | 0 | 9 | 9 | 9 | CY | 0 | 0 | 9 | 9 | 9
CZ | 645 | 645 | 645 | 677 | 756 | CZ | 645 | 645 | 645 | 677 | 756
DE | 3773.0723 | 3475.6713 | 3147.1894 | 2749.165 | 2496.1507 | DE | 3795.8896 | 3624.833 | 3441.1868 | 2985.7679 | 2853.2119
DEn | 2155.5285 | 1982.554 | 1796.2737 | 1570.0763 | 1423.7133 | DEn | 2171.4138 | 2071.5022 | 1964.9297 | 1705.1593 | 1631.8908
DEg | 1617.5438 | 1493.1173 | 1350.9157 | 1179.0887 | 1072.4375 | DEg | 1624.4757 | 1553.3308 | 1476.2571 | 1280.6086 | 1221.3212
DK | 241 | 193.4366 | 151.3011 | 104.1536 | 57.409 | DK | 241 | 198.9611 | 173.653 | 137.9109 | 102.533
EE | 51 | 60 | 60 | 60 | 60 | EE | 51 | 60 | 60 | 60 | 60
ES | 1088.1005 | 1194.0789 | 1236.5761 | 1270.9122 | 1288.87 | ES | 1088.1005 | 1194.0789 | 1236.5761 | 1270.9122 | 1288.87
FI | 204 | 220 | 220 | 220 | 220 | FI | 160 | 175 | 175 | 175 | 175
FR | 3387.1502 | 3266.6955 | 3184.6824 | 3084.3499 | 2957.7866 | FR | 3125.4671 | 3014.1696 | 2938.232 | 2845.4445 | 2728.5469
FRn | 2246.3783 | 2169.1193 | 2119.2308 | 2056.2988 | 1974.6903 | FRn | 2066.6681 | 1995.5897 | 1949.6923 | 1891.7949 | 1816.7151
FRs | 908.629 | 877.3787 | 857.1995 | 831.7444 | 798.7349 | FRs | 835.9387 | 807.1884 | 788.6236 | 765.2049 | 734.8361
FRt | 232.1429 | 220.1975 | 208.2521 | 196.3067 | 184.3613 | FRt | 222.8571 | 211.3896 | 199.922 | 188.4545 | 176.9869
GR | 92.63 | 128.12 | 133.41 | 133.41 | 133.41 | GR | 95.4982 | 132.0796 | 137.5386 | 137.5386 | 137.5386
HR | 58.68 | 63.11 | 65.87 | 69.86 | 74.21 | HR | 54.3315 | 58.4384 | 60.9863 | 64.6849 | 68.7123
HU | 639.52 | 655.67 | 656.58 | 656.58 | 656.58 | HU | 620.33 | 636 | 636.88 | 636.88 | 636.88
IE | 114.31 | 115.88 | 116.87 | 114.35 | 112.81 | IE | 105.84 | 107.3001 | 108.2137 | 105.8822 | 104.4531
IT | 3575.4607 | 3497.144 | 3334.0501 | 3307.0989 | 3274.7574 | IT | 3575.4607 | 3497.144 | 3334.0501 | 3307.0989 | 3274.7574
LT | 127 | 114 | 114 | 114 | 114 | LT | 117.5926 | 105.5556 | 105.5556 | 105.5556 | 105.5556
LU | 63 | 65 | 65 | 65 | 65 | LU | 63 | 65 | 65 | 65 | 65
LV | 121 | 128 | 128 | 133 | 133 | LV | 121 | 121 | 121 | 121 | 121
MK | 4.11 | 4.19 | 4.3 | 4.38 | 4.43 | MK | 4.11 | 4.19 | 4.3 | 4.38 | 4.43
MT | 0 | 0 | 0 | 0 | 0 | MT | 0 | 0 | 0 | 0 | 0
NL | 2909.73 | 2658.05 | 2433.16 | 2284.49 | 2156.62 | NL | 2909.733 | 2751.604 | 2621.1742 | 2495.0742 | 2373.0918
PL | 629.1403 | 697.599 | 759.6328 | 812.7969 | 837.5897 | PL | 629.1403 | 697.599 | 759.6328 | 812.7969 | 837.5897
PT | 138.3 | 149.1578 | 160.7017 | 171.9435 | 171.9435 | PT | 138.3 | 145.4607 | 152.2758 | 158.5347 | 158.5347
RO | 572.4 | 577.8 | 590.76 | 612.36 | 633.96 | RO | 530 | 535 | 547 | 567 | 587
RS | 170.6442 | 211.2314 | 253.5222 | 300.0346 | 339.0665 | RS | 156.9927 | 194.3329 | 233.2404 | 276.0318 | 311.9411
SE | 42 | 51 | 52 | 53 | 55 | SE | 42 | 50 | 50 | 50 | 50
SI | 51 | 60 | 63 | 63 | 63 | SI | 43 | 51 | 54 | 54 | 54
SK | 303.8933 | 308.4987 | 308.4987 | 308.4987 | 308.4987 | SK | 303.8933 | 308.4987 | 308.4987 | 308.4987 | 308.4987
UK | 3937.089 | 3779.7348 | 3627.4088 | 3349.5545 | 2872.818 | UK | 3923.4299 | 3701.687 | 3648.6143 | 3602.2805 | 3557.99
(*) The final demand figures for Bulgaria include consumption for power generation. According to the information provided by Bulgartransgaz, the specifics of the Bulgarian gas and electricity market do not allow the split of gas demand between final gas demand and gas demand for power generation. The power generation from natural gas depends mostly on the production of heat energy in heat generation plants and heat energy consumption by households in the district heated cities. Bulgarian NRA approves a preferential price for electricity when it has been generated in combined cycle, and all the heat released by the cooling of electrical generators has to be utilized. For this reason, the assessment of the consumption for power generation has not been done following the general methodology. The final gas demand figures provided by Bulgartransgaz do include the consumption for power generation.

## Final_average winter
Final gas demand (Residential & Commercial & Industrial & Others) | [5 empty] | Final gas demand (Residential & Commercial & Industrial & Others)
winter average - SCENARIO A | [5 empty] | winter average - SCENARIO B
(in GWh/d) | [5 empty] | (in GWh/d)
COUNTRY | 2015 | 2020 | 2025 | 2030 | 2035 | COUNTRY | 2015 | 2020 | 2025 | 2030 | 2035
AT | 180.3163 | 327.2137 | 280.931 | 217.3145 | 215.6422 | AT | 289.0608 | 267.5483 | 229.397 | 209.8825 | 208.4422
BA | 6.3518 | 11.7962 | 14.5184 | 14.5184 | 14.5184 | BA | 6.3518 | 11.7962 | 12.7036 | 12.7036 | 12.7036
BE | 440.9432 | 440.9432 | 440.9432 | 440.9432 | 440.9432 | BE | 474.1325 | 474.1325 | 474.1325 | 474.1325 | 474.1325
BG (*) | 138.743 | 177.2827 | 222.674 | 222.674 | 222.674 | BG (*) | 134.889 | 168.8055 | 172.5723 | 172.5723 | 172.5723
CH | 116.7123 | 116.7123 | 128.3836 | 128.3836 | 128.3836 | CH | 116.7123 | 116.7123 | 128.3836 | 128.3836 | 128.3836
CY | 0 | 5.5979 | 5.9313 | 5.9313 | 5.9313 | CY | 0 | 5.5979 | 5.9313 | 5.9313 | 5.9313
CZ | 389.2761 | 389.2761 | 389.2761 | 408.1848 | 459.5744 | CZ | 389.2761 | 389.2761 | 389.2761 | 408.1848 | 459.5744
DE | 2159.0137 | 1989.0411 | 1800.9863 | 1573.1507 | 1428.4932 | DE | 2169.863 | 2072.2192 | 1967.3425 | 1706.9589 | 1631.0137
DEn | 1171.726 | 1077.6986 | 976.4384 | 853.4795 | 773.9178 | DEn | 1178.9589 | 1124.7123 | 1066.8493 | 925.8082 | 886.0274
DEg | 987.2877 | 911.3425 | 824.5479 | 719.6712 | 654.5753 | DEg | 990.9041 | 947.5068 | 900.4932 | 781.1507 | 744.9863
DK | 65.6104 | 56.3067 | 46.7822 | 37.2739 | 25.2707 | DK | 65.6104 | 57.3532 | 51.0921 | 43.8504 | 34.7527
EE | 22.4521 | 22.4521 | 22.4521 | 22.4521 | 22.4521 | EE | 27.4854 | 29.155 | 29.155 | 29.155 | 29.155
ES | 850.2064 | 936.6195 | 977.1885 | 999.333 | 1011.9453 | ES | 827.1927 | 913.6058 | 954.1748 | 976.3193 | 988.9316
FI | 104.5973 | 101.8356 | 101.8356 | 103.2164 | 103.5616 | FI | 85.9562 | 80.4329 | 73.1836 | 76.9808 | 77.6712
FR | 1896.0321 | 1829.4894 | 1783.1037 | 1726.4384 | 1655.0543 | FR | 1729.4583 | 1668.7497 | 1626.4088 | 1574.6931 | 1509.5598
FRn | 1273.9989 | 1230.1826 | 1201.8891 | 1166.1982 | 1119.9152 | FRn | 1172.079 | 1131.768 | 1105.738 | 1072.9023 | 1030.322
FRs | 496.3678 | 479.2964 | 468.2728 | 454.3671 | 436.3346 | FRs | 441.7673 | 426.5738 | 416.7628 | 404.3868 | 388.3378
FRt | 125.6654 | 120.0105 | 112.9418 | 105.8731 | 98.8044 | FRt | 115.612 | 110.408 | 103.908 | 97.404 | 90.9
GR | 56.6963 | 74.5312 | 76.0832 | 76.0832 | 76.0832 | GR | 63.7037 | 83.7429 | 85.4868 | 85.4868 | 85.4868
HR | 78.4004 | 84.3265 | 88.0032 | 93.3404 | 99.1519 | HR | 70.631 | 75.9699 | 79.2822 | 84.0904 | 89.326
HU | 338.3576 | 363.758 | 364.9379 | 364.9379 | 364.9379 | HU | 328.2068 | 352.8453 | 353.9898 | 353.9898 | 353.9898
IE | 85.6687 | 86.5787 | 85.6564 | 84.1214 | 83.2688 | IE | 77.179 | 77.9988 | 77.1679 | 75.785 | 75.0169
IT | 1833.1794 | 1804.9558 | 1806.777 | 1796.3002 | 1786.6011 | IT | 1833.178 | 1804.9572 | 1777.7596 | 1796.1026 | 1818.117
LT | 76.9707 | 69.1987 | 69.1209 | 69.1209 | 69.1209 | LT | 69.3429 | 62.3412 | 62.2711 | 62.2711 | 62.2711
LU | 31.8203 | 33.4247 | 33.4247 | 33.4247 | 33.4247 | LU | 31.8203 | 33.4247 | 33.4247 | 33.4247 | 33.4247
LV | 55.3953 | 62.4575 | 64.4986 | 66.6214 | 66.6214 | LV | 55.3953 | 52.497 | 49.966 | 49.966 | 49.966
MK | 6.5033 | 6.6261 | 6.7989 | 6.9387 | 7.0159 | MK | 6.5033 | 6.6261 | 6.7989 | 6.9387 | 7.0159
MT | 0 |  |  |  | 0 | MT | 0 |  |  |  | 0
NL | 1210.2849 | 1101.3586 | 1004.2437 | 937.4804 | 879.983 | NL | 1217.527 | 1130.402 | 1092.396 | 1054.8345 | 1014.9392
PL | 557.0752 | 590.6074 | 612.3847 | 626.456 | 647.728 | PL | 557.0752 | 590.6074 | 612.3847 | 626.456 | 647.728
PT | 130.1363 | 140.3532 | 151.2157 | 161.7939 | 161.7939 | PT | 125.5395 | 132.0394 | 138.2258 | 143.9072 | 143.9072
RO | 380.4411 | 393.9425 | 414.0383 | 450.4423 | 490.0546 | RO | 342.7397 | 354.9032 | 373.0075 | 405.8038 | 441.4907
RS | 95.116 | 117.7391 | 141.3117 | 167.2374 | 188.9936 | RS | 84.6533 | 104.7878 | 125.7674 | 148.8413 | 168.2043
SE | 33.1315 | 37.7014 | 38.6534 | 39.9863 | 41.7952 | SE | 33.1315 | 37.3205 | 37.3205 | 37.3205 | 37.3205
SI | 32.7295 | 36.137 | 37.5856 | 37.5856 | 37.5856 | SI | 27.8185 | 30.7158 | 31.9486 | 31.9486 | 31.9486
SK | 205.0727 | 208.1805 | 208.1805 | 215.4623 | 220.7451 | SK | 205.0727 | 208.1805 | 208.1805 | 215.4623 | 220.7451
UK | 2172.206 | 2102.3146 | 2000.1765 | 1855.2185 | 1631.1793 | UK | 2156.0998 | 2064.7447 | 2014.8893 | 1978.8661 | 1970.2393
(*) The final demand figures for Bulgaria include consumption for power generation. According to the information provided by Bulgartransgaz, the specifics of the Bulgarian gas and electricity market do not allow the split of gas demand between final gas demand and gas demand for power generation. The power generation from natural gas depends mostly on the production of heat energy in heat generation plants and heat energy consumption by households in the district heated cities. Bulgarian NRA approves a preferential price for electricity when it has been generated in combined cycle, and all the heat released by the cooling of electrical generators has to be utilized. For this reason, the assessment of the consumption for power generation has not been done following the general methodology. The final gas demand figures provided by Bulgartransgaz do include the consumption for power generation.

## Final_average summer
Final gas demand (Residential & Commercial & Industrial & Others) | [5 empty] | Final gas demand (Residential & Commercial & Industrial & Others)
winter average - SCENARIO A | [5 empty] | winter average - SCENARIO B
(in GWh/d) | [5 empty] | (in GWh/d)
COUNTRY | 2015 | 2020 | 2025 | 2030 | 2035 | COUNTRY | 2015 | 2020 | 2025 | 2030 | 2035
AT | 81.0117 | 147.0091 | 126.2154 | 97.634 | 96.8827 | AT | 129.8679 | 120.2028 | 103.0624 | 94.295 | 93.6479
BA | 2.7222 | 6.3518 | 9.6789 | 9.6789 | 9.6789 | BA | 2.7222 | 6.3518 | 8.469 | 8.469 | 8.469
BE | 248.0306 | 248.0306 | 248.0306 | 248.0306 | 248.0306 | BE | 266.6995 | 266.6995 | 266.6995 | 266.6995 | 266.6995
BG (*) | 66.8022 | 85.3584 | 119.9014 | 119.9014 | 119.9014 | BG (*) | 64.9466 | 81.2767 | 92.9236 | 92.9236 | 92.9236
CH | 47.6712 | 47.6712 | 52.4384 | 52.4384 | 52.4384 | CH | 47.6712 | 47.6712 | 52.4384 | 52.4384 | 52.4384
CY | 0 | 5.5979 | 5.9313 | 5.9313 | 5.9313 | CY | 0 | 5.5979 | 5.9313 | 5.9313 | 5.9313
CZ | 140.3513 | 140.3513 | 140.3513 | 147.1687 | 165.6969 | CZ | 140.3513 | 140.3513 | 140.3513 | 147.1687 | 165.6969
DE | 1112.2192 | 1024.6575 | 927.7808 | 810.411 | 735.8904 | DE | 1117.8082 | 1067.5068 | 1013.4795 | 879.3425 | 840.2192
DEn | 603.6164 | 555.1781 | 503.0137 | 439.6712 | 398.6849 | DEn | 607.3425 | 579.3973 | 549.589 | 476.9315 | 456.4384
DEg | 508.6027 | 469.4795 | 424.7671 | 370.7397 | 337.2055 | DEg | 510.4658 | 488.1096 | 463.8904 | 402.411 | 383.7808
DK | 36.9058 | 31.6725 | 26.315 | 20.9666 | 14.2148 | DK | 36.9058 | 32.2612 | 28.7393 | 24.6658 | 19.5484
EE | 7.6849 | 7.6849 | 7.6849 | 7.6849 | 7.6849 | EE | 9.4078 | 9.9792 | 9.9792 | 9.9792 | 9.9792
ES | 668.0193 | 735.9154 | 767.7909 | 785.1902 | 795.0999 | ES | 649.9371 | 717.8332 | 749.7088 | 767.108 | 777.0177
FI | 61.4301 | 59.8082 | 59.8082 | 60.6192 | 60.8219 | FI | 50.4822 | 47.2384 | 42.9808 | 45.211 | 45.6164
FR | 605.5421 | 584.2229 | 569.1925 | 550.916 | 527.9914 | FR | 552.3963 | 532.9437 | 519.2214 | 502.5385 | 481.6184
FRn | 402.3154 | 388.4787 | 379.5439 | 368.2731 | 353.6574 | FRn | 370.1302 | 357.4004 | 349.1804 | 338.8113 | 325.3648
FRs | 156.7477 | 151.3567 | 147.8756 | 143.4844 | 137.7899 | FRs | 139.5055 | 134.7075 | 131.6093 | 127.7011 | 122.633
FRt | 46.479 | 44.3874 | 41.773 | 39.1585 | 36.5441 | FRt | 42.7606 | 40.8358 | 38.4317 | 36.0261 | 33.6205
GR | 28.5613 | 34.2735 | 34.1823 | 34.1823 | 34.1823 | GR | 32.0913 | 38.5095 | 38.4071 | 38.4071 | 38.4071
HR | 42.2156 | 45.4066 | 47.3864 | 50.2602 | 53.3895 | HR | 38.0321 | 40.9068 | 42.6904 | 45.2795 | 48.0986
HU | 125.1459 | 134.5406 | 134.977 | 134.977 | 134.977 | HU | 121.3916 | 130.5044 | 130.9277 | 130.9277 | 130.9277
IE | 48.7507 | 50.4332 | 51.4832 | 51.7688 | 52.5571 | IE | 43.9195 | 45.4353 | 46.3813 | 46.6386 | 47.3488
IT | 1003.9898 | 988.5324 | 989.5299 | 983.792 | 978.48 | IT | 1003.9891 | 988.5332 | 973.6377 | 983.6837 | 995.7405
LT | 48.1849 | 43.3195 | 43.2708 | 43.2708 | 43.2708 | LT | 43.4098 | 39.0266 | 38.9827 | 38.9827 | 38.9827
LU | 20.3441 | 21.3699 | 21.3699 | 21.3699 | 21.3699 | LU | 20.3441 | 21.3699 | 21.3699 | 21.3699 | 21.3699
LV | 18.9608 | 21.3781 | 22.0767 | 22.8033 | 22.8033 | LV | 18.9608 | 17.9688 | 17.1025 | 17.1025 | 17.1025
MK | 0.88682 | 0.90356 | 0.92712 | 0.94619 | 0.95671 | MK | 0.88682 | 0.90356 | 0.92712 | 0.94619 | 0.95671
MT | 0 |  |  |  | 0 | MT | 0 |  |  |  | 0
NL | 631.735 | 574.8785 | 524.1872 | 489.3387 | 459.3266 | NL | 635.5152 | 590.0384 | 570.2003 | 550.5942 | 529.77
PL | 371.3835 | 393.7382 | 408.2565 | 417.6373 | 431.8187 | PL | 371.3835 | 393.7382 | 408.2565 | 417.6373 | 431.8187
PT | 122.5556 | 132.1773 | 142.407 | 152.369 | 152.369 | PT | 118.2265 | 124.3478 | 130.1738 | 135.5242 | 135.5242
RO | 166.9562 | 172.8813 | 181.7002 | 197.6761 | 215.0599 | RO | 150.411 | 155.7489 | 163.6939 | 178.0866 | 193.7477
RS | 51.6697 | 62.0145 | 73.392 | 82.9396 |  | RS | 37.15 | 45.986 | 55.1929 | 65.3189 | 73.8163
SE | 14.5397 | 16.5452 | 16.963 | 17.5479 | 18.3418 | SE | 14.5397 | 16.3781 | 16.3781 | 16.3781 | 16.3781
SI | 19.6377 | 21.6822 | 22.5514 | 22.5514 | 22.5514 | SI | 16.6911 | 18.4295 | 19.1692 | 19.1692 | 19.1692
SK | 77.7862 | 78.965 | 78.965 | 81.7271 | 83.7309 | SK | 77.7862 | 78.965 | 78.965 | 81.7271 | 83.7309
UK | 1022.2146 | 989.3245 | 941.2595 | 873.044 | 767.6138 | UK | 1014.6352 | 949.4812 | 926.5549 | 909.9895 | 885.18
(*) The final demand figures for Bulgaria include consumption for power generation. According to the information provided by Bulgartransgaz, the specifics of the Bulgarian gas and electricity market do not allow the split of gas demand between final gas demand and gas demand for power generation. The power generation from natural gas depends mostly on the production of heat energy in heat generation plants and heat energy consumption by households in the district heated cities. Bulgarian NRA approves a preferential price for electricity when it has been generated in combined cycle, and all the heat released by the cooling of electrical generators has to be utilized. For this reason, the assessment of the consumption for power generation has not been done following the general methodology. The final gas demand figures provided by Bulgartransgaz do include the consumption for power generation.

## New Areas of Consumption
The following demand scearios have been submitted Albania and for the islands of Elba, Corsica and Sardinia.
Whereas it has not considered in the modelling, the figures below are to be used in the PS CBA of the project/s bringing gas to these new areas of consumption. In the case of Elba, Corsica and Sardinia this figures are not included in the gas demand of their respective countries in any other section of this annex.
Data in this table for Elba, Corsica and Sardinia have been provided by Infrastrutture Trasporto Gas (ITG), and data for Albania has been submitted by the Albanian Ministry of Energy and Industry
|  | Elba |  | Elba |  | Elba |  | Elba |  | Elba |  | Elba |  | Corsica |  | Corsica |  | Corsica |  | Corsica |  | Corsica |  | Corsica |  | Sardinia |  | Sardinia |  | Sardinia |  | Sardinia |  | Sardinia |  | Sardinia |  | Albania |  | Albania |  | Albania |  | Albania |  | Albania |  | Albania
|  | With the project |  | With the project |  | With the project |  | Without the project |  | Without the project |  | Without the project |  | With the project |  | With the project |  | With the project |  | Without the project |  | Without the project |  | Without the project |  | With the project |  | With the project |  | With the project |  | Without the project |  | Without the project |  | Without the project |  | With the project |  | With the project |  | With the project |  | Without the project |  | Without the project |  | Without the project
|  | Demand Forecasts |  | Demand Forecasts |  | Demand Forecasts |  | Demand Forecasts |  | Demand Forecasts |  | Demand Forecasts |  | Demand Forecasts |  | Demand Forecasts |  | Demand Forecasts |  | Demand Forecasts |  | Demand Forecasts |  | Demand Forecasts |  | Demand Forecasts |  | Demand Forecasts |  | Demand Forecasts |  | Demand Forecasts |  | Demand Forecasts |  | Demand Forecasts |  | Demand Forecasts |  | Demand Forecasts |  | Demand Forecasts |  | Demand Forecasts |  | Demand Forecasts |  | Demand Forecasts
|  | demand_1_in_2_ex_power |  | demand_1_in_2_power |  | demand_fuel_oil |  | demand_1_in_2_ex_power |  | demand_1_in_2_power |  | demand_fuel_oil |  | demand_1_in_2_ex_power |  | demand_1_in_2_power |  | demand_fuel_oil |  | demand_1_in_2_ex_power |  | demand_1_in_2_power |  | demand_fuel_oil |  | demand_1_in_2_ex_power |  | demand_1_in_2_power |  | demand_fuel_oil |  | demand_1_in_2_ex_power |  | demand_1_in_2_power |  | demand_fuel_oil |  | demand_1_in_2_ex_power |  | demand_1_in_2_power |  | demand_fuel_oil |  | demand_1_in_2_ex_power |  | demand_1_in_2_power |  | demand_fuel_oil
|  | GWh/y |  | GWh/y |  | GWh/y |  | GWh/y |  | GWh/y |  | GWh/y |  | GWh/y |  | GWh/y |  | GWh/y |  | GWh/y |  | GWh/y |  | GWh/y |  | GWh/y |  | GWh/y |  | GWh/y |  | GWh/y |  | GWh/y |  | GWh/y |  | GWh/y |  | GWh/y |  | GWh/y |  | GWh/y |  | GWh/y |  | GWh/y
|  | Residential and Industrial |  | Gas for power generation |  | Oil for power generation |  | Residential and Industrial |  | Gas for power generation |  | Oil for power generation |  | Residential and Industrial |  | Gas for power generation |  | Oil for power generation |  | Residential and Industrial |  | Gas for power generation |  | Oil for power generation |  | Residential and Industrial |  | Gas for power generation |  | Oil for power generation |  | Residential and Industrial |  | Gas for power generation |  | Oil for power generation |  | Residential and Industrial |  | Gas for power generation |  | Oil for power generation |  | Residential and Industrial |  | Gas for power generation |  | Oil for power generation
|  | Year |  | Year |  | Year |  | Year |  | Year |  | Year |  | Year |  | Year |  | Year |  | Year |  | Year |  | Year |  | Year |  | Year |  | Year |  | Year |  | Year |  | Year |  | Year |  | Year |  | Year |  | Year |  | Year |  | Year
From | To | Value | Comments | Value | Comments | Value | Comments | Value | Comments | Value | Comments | Value | Comments | Value | Comments | Value | Comments | Value | Comments | Value | Comments | Value | Comments | Value | Comments | Value | Comments | Value | Comments | Value | Comments | Value | Comments | Value | Comments | Value | Comments | Value | Comments | Value | Comments | Value | Comments | Value | Comments | Value | Comments | Value | Comments
2014-01-01 | 2015-01-01 | 0 |  | 0 |  | 0 |  | 0 |  | 0 |  | 0 |  | 0 |  | 0 |  | 0 |  | 0 |  | 0 |  | 0 |  | 0 |  | 0 |  | 0 |  | 0 |  | 0 |  | 0 | [5 empty] | 902.34 | Vlora TPP (98 MV) | 11587.4419 | Total energy Demand | NA
2015-01-01 | 2016-01-01 | 0 |  | 0 |  | 0 |  | 0 |  | 0 |  | 0 |  | 0 |  | 0 |  | 0 |  | 0 |  | 0 |  | 0 |  | 0 |  | 0 |  | 0 |  | 0 |  | 0 |  | 0 | [5 empty] | 902.34 |  | 12166.814 | Total energy Demand | NA
2016-01-01 | 2017-01-01 | 0 |  | 0 |  | 0 |  | 0 |  | 0 |  | 0 |  | 0 |  | 0 |  | 0 |  | 0 |  | 0 |  | 0 |  | 0 |  | 0 |  | 0 |  | 0 |  | 0 |  | 0 | [5 empty] | 902.34 |  | 12775.1547 | Total energy Demand | NA
2017-01-01 | 2018-01-01 | 0 |  | 0 |  | 0 |  | 0 |  | 0 |  | 0 |  | 0 |  | 0 |  | 0 |  | 0 |  | 0 |  | 0 |  | 0 |  | 0 |  | 0 |  | 0 |  | 0 |  | 0 | [5 empty] | 902.34 |  | 13413.9124 | Total energy Demand | NA
2018-01-01 | 2019-01-01 | 0 |  | 0 |  | 0 |  | 0 |  | 0 |  | 0 |  | 0 |  | 0 |  | 0 |  | 0 |  | 0 |  | 0 |  | 0 |  | 0 |  | 0 |  | 0 |  | 0 |  | 0 |  | 849.7434 | only Gas demand for Ind+Res+Serv | 550 |  | 902.34 |  | 14084.608 | Total energy Demand | NA
2019-01-01 | 2020-01-01 | 0 |  | 0 |  | 0 |  | 0 |  | 0 |  | 0 |  | 0 |  | 0 |  | 0 |  | 0 |  | 0 |  | 0 |  | 0 |  | 0 |  | 0 |  | 0 |  | 0 |  | 0 |  | 906.9767 | only Gas demand for Ind+Res+Serv | 890 |  | 902.34 |  | 14647.9923 | Total energy Demand | NA
2020-01-01 | 2021-01-01 | 0 |  | 0 |  | 0 |  | 0 |  | 0 |  | 0 |  | 0 |  | 0 |  | 0 |  | 0 |  | 0 |  | 0 |  | 0 |  | 0 |  | 0 |  | 0 |  | 0 |  | 0 |  | 953.4884 | only Gas demand for Ind+Res+Serv | 1150 |  | 902.34 |  | 15233.912 | Total energy Demand | NA
2021-01-01 | 2022-01-01 | 0 |  | 0 |  | 0 |  | 0 |  | 0 |  | 0 |  | 0 |  | 0 |  | 0 |  | 0 |  | 0 |  | 0 |  | 0 |  | 0 |  | 0 |  | 0 |  | 0 |  | 0 |  | 3594.6282 | only Gas demand for Ind+Res+Serv | 1260 |  | 902.34 |  | 15843.2685 | Total energy Demand | NA
2022-01-01 | 2023-01-01 | 212.74 | demand of gas on the island residential and industrial facilities assuming the project is realized | 0 | there are no power plants on the island | 0 | there are no power plants on the island | 0 | the energy demand without the project is satisfied with gasoil and LPG; therefore, gas demand without the project is zero | 0 | there are no power plants on the island | 0 | there are no power plants on the island | 518.58 | demand of gas on the island residential and industrial facilities assuming the project is realized | 3175 |  | 0 |  | 0 | the energy demand without the project is satisfied with gasoil and LPG; therefore, the gas demand without the project is zero | 0 | the energy demand without the project is satisfied with oil; therefore, the gas demand without the project is zero | 5291.6667 |  | 3270.25 | demand of gas on the island residential and industrial facilities assuming the project is realized | 2878.16 |  | 1199.2333 |  | 0 | the energy demand without the project is satisfied with gasoil and LPG; therefore, the gas demand without the project is zero | 0 | the energy demand without the project is satisfied with oil and coal; therefore, the gas demand without the project is zero | 5996.1667 |  | 3883.7209 | only Gas demand for Ind+Res+Serv | 2350 |  | 902.34 |  | 16476.9992 | Total energy Demand | NA
2023-01-01 | 2024-01-01 | 212.74 | demand of gas on the island residential and industrial facilities assuming the project is realized | 0 | there are no power plants on the island | 0 | there are no power plants on the island | 0 | the energy demand without the project is satisfied with gasoil and LPG; therefore, gas demand without the project is zero | 0 | there are no power plants on the island | 0 | there are no power plants on the island | 518.58 | demand of gas on the island residential and industrial facilities assuming the project is realized | 3175 |  | 0 |  | 0 | the energy demand without the project is satisfied with gasoil and LPG; therefore, the gas demand without the project is zero | 0 | the energy demand without the project is satisfied with oil; therefore, the gas demand without the project is zero | 5291.6667 |  | 3270.25 | demand of gas on the island residential and industrial facilities assuming the project is realized | 2878.16 |  | 1199.2333 |  | 0 | the energy demand without the project is satisfied with gasoil and LPG; therefore, the gas demand without the project is zero | 0 | the energy demand without the project is satisfied with oil and coal; therefore, the gas demand without the project is zero | 5996.1667 |  | 4651.1628 | only Gas demand for Ind+Res+Serv | 3670 |  | 902.34 |  | 17136.0792 | Total energy Demand | NA
2024-01-01 | 2025-01-01 | 212.74 | demand of gas on the island residential and industrial facilities assuming the project is realized | 0 | there are no power plants on the island | 0 | there are no power plants on the island | 0 | the energy demand without the project is satisfied with gasoil and LPG; therefore, gas demand without the project is zero | 0 | there are no power plants on the island | 0 | there are no power plants on the island | 518.58 | demand of gas on the island residential and industrial facilities assuming the project is realized | 3175 |  | 0 |  | 0 | the energy demand without the project is satisfied with gasoil and LPG; therefore, the gas demand without the project is zero | 0 | the energy demand without the project is satisfied with oil; therefore, the gas demand without the project is zero | 5291.6667 |  | 3270.25 | demand of gas on the island residential and industrial facilities assuming the project is realized | 2878.16 |  | 1199.2333 |  | 0 | the energy demand without the project is satisfied with gasoil and LPG; therefore, the gas demand without the project is zero | 0 | the energy demand without the project is satisfied with oil and coal; therefore, the gas demand without the project is zero | 5996.1667 |  | 5187.4146 | only Gas demand for Ind+Res+Serv | 4330 |  | 902.34 |  | 17821.5224 | Total energy Demand | NA
2025-01-01 | 2026-01-01 | 212.74 | demand of gas on the island residential and industrial facilities assuming the project is realized | 0 | there are no power plants on the island | 0 | there are no power plants on the island | 0 | the energy demand without the project is satisfied with gasoil and LPG; therefore, gas demand without the project is zero | 0 | there are no power plants on the island | 0 | there are no power plants on the island | 518.58 | demand of gas on the island residential and industrial facilities assuming the project is realized | 3175 |  | 0 |  | 0 | the energy demand without the project is satisfied with gasoil and LPG; therefore, the gas demand without the project is zero | 0 | the energy demand without the project is satisfied with oil; therefore, the gas demand without the project is zero | 5291.6667 |  | 3270.25 | demand of gas on the island residential and industrial facilities assuming the project is realized | 2878.16 |  | 1199.2333 |  | 0 | the energy demand without the project is satisfied with gasoil and LPG; therefore, the gas demand without the project is zero | 0 | the energy demand without the project is satisfied with oil and coal; therefore, the gas demand without the project is zero | 5996.1667 |  | 5476.7442 | only Gas demand for Ind+Res+Serv | 5370 |  | 902.34 |  | 18534.3833 | Total energy Demand | NA
2026-01-01 | 2027-01-01 | 212.74 | demand of gas on the island residential and industrial facilities assuming the project is realized | 0 | there are no power plants on the island | 0 | there are no power plants on the island | 0 | the energy demand without the project is satisfied with gasoil and LPG; therefore, gas demand without the project is zero | 0 | there are no power plants on the island | 0 | there are no power plants on the island | 518.58 | demand of gas on the island residential and industrial facilities assuming the project is realized | 3175 |  | 0 |  | 0 | the energy demand without the project is satisfied with gasoil and LPG; therefore, the gas demand without the project is zero | 0 | the energy demand without the project is satisfied with oil; therefore, the gas demand without the project is zero | 5291.6667 |  | 3270.25 | demand of gas on the island residential and industrial facilities assuming the project is realized | 2878.16 |  | 1199.2333 |  | 0 | the energy demand without the project is satisfied with gasoil and LPG; therefore, the gas demand without the project is zero | 0 | the energy demand without the project is satisfied with oil and coal; therefore, the gas demand without the project is zero | 5996.1667 |  | 6069.7674 | only Gas demand for Ind+Res+Serv | 5980 |  | 902.34 |  | 19275.7586 | Total energy Demand | NA
2027-01-01 | 2028-01-01 | 212.74 | demand of gas on the island residential and industrial facilities assuming the project is realized | 0 | there are no power plants on the island | 0 | there are no power plants on the island | 0 | the energy demand without the project is satisfied with gasoil and LPG; therefore, gas demand without the project is zero | 0 | there are no power plants on the island | 0 | there are no power plants on the island | 518.58 | demand of gas on the island residential and industrial facilities assuming the project is realized | 3175 |  | 0 |  | 0 | the energy demand without the project is satisfied with gasoil and LPG; therefore, the gas demand without the project is zero | 0 | the energy demand without the project is satisfied with oil; therefore, the gas demand without the project is zero | 5291.6667 |  | 3270.25 | demand of gas on the island residential and industrial facilities assuming the project is realized | 2878.16 |  | 1199.2333 |  | 0 | the energy demand without the project is satisfied with gasoil and LPG; therefore, the gas demand without the project is zero | 0 | the energy demand without the project is satisfied with oil and coal; therefore, the gas demand without the project is zero | 5996.1667 |  | 6930.6702 | only Gas demand for Ind+Res+Serv | 6350 |  | 902.34 |  | 20046.7889 | Total energy Demand | NA
2028-01-01 | 2029-01-01 | 212.74 | demand of gas on the island residential and industrial facilities assuming the project is realized | 0 | there are no power plants on the island | 0 | there are no power plants on the island | 0 | the energy demand without the project is satisfied with gasoil and LPG; therefore, gas demand without the project is zero | 0 | there are no power plants on the island | 0 | there are no power plants on the island | 518.58 | demand of gas on the island residential and industrial facilities assuming the project is realized | 3175 |  | 0 |  | 0 | the energy demand without the project is satisfied with gasoil and LPG; therefore, the gas demand without the project is zero | 0 | the energy demand without the project is satisfied with oil; therefore, the gas demand without the project is zero | 5291.6667 |  | 3270.25 | demand of gas on the island residential and industrial facilities assuming the project is realized | 2878.16 |  | 1199.2333 |  | 0 | the energy demand without the project is satisfied with gasoil and LPG; therefore, the gas demand without the project is zero | 0 | the energy demand without the project is satisfied with oil and coal; therefore, the gas demand without the project is zero | 5996.1667 |  | 7616.2791 | only Gas demand for Ind+Res+Serv | 6413.5 |  | 902.34 |  | 20848.6605 | Total energy Demand | NA
2029-01-01 | 2030-01-01 | 212.74 | demand of gas on the island residential and industrial facilities assuming the project is realized | 0 | there are no power plants on the island | 0 | there are no power plants on the island | 0 | the energy demand without the project is satisfied with gasoil and LPG; therefore, gas demand without the project is zero | 0 | there are no power plants on the island | 0 | there are no power plants on the island | 518.58 | demand of gas on the island residential and industrial facilities assuming the project is realized | 3175 |  | 0 |  | 0 | the energy demand without the project is satisfied with gasoil and LPG; therefore, the gas demand without the project is zero | 0 | the energy demand without the project is satisfied with oil; therefore, the gas demand without the project is zero | 5291.6667 |  | 3270.25 | demand of gas on the island residential and industrial facilities assuming the project is realized | 2878.16 |  | 1199.2333 |  | 0 | the energy demand without the project is satisfied with gasoil and LPG; therefore, the gas demand without the project is zero | 0 | the energy demand without the project is satisfied with oil and coal; therefore, the gas demand without the project is zero | 5996.1667 |  | 7930.2326 | only Gas demand for Ind+Res+Serv | 6477.635 |  | 902.34 |  | 21682.6069 | Total energy Demand | NA
2030-01-01 | 2031-01-01 | 212.74 | demand of gas on the island residential and industrial facilities assuming the project is realized | 0 | there are no power plants on the island | 0 | there are no power plants on the island | 0 | the energy demand without the project is satisfied with gasoil and LPG; therefore, gas demand without the project is zero | 0 | there are no power plants on the island | 0 | there are no power plants on the island | 518.58 | demand of gas on the island residential and industrial facilities assuming the project is realized | 3175 |  | 0 |  | 0 | the energy demand without the project is satisfied with gasoil and LPG; therefore, the gas demand without the project is zero | 0 | the energy demand without the project is satisfied with oil; therefore, the gas demand without the project is zero | 5291.6667 |  | 3270.25 | demand of gas on the island residential and industrial facilities assuming the project is realized | 2878.16 |  | 1199.2333 |  | 0 | the energy demand without the project is satisfied with gasoil and LPG; therefore, the gas demand without the project is zero | 0 | the energy demand without the project is satisfied with oil and coal; therefore, the gas demand without the project is zero | 5996.1667 |  | 8235.6819 | only Gas demand for Ind+Res+Serv | 6542.4114 |  | 902.34 |  | 22549.9112 | Total energy Demand | NA
2031-01-01 | 2032-01-01 | 212.74 | demand of gas on the island residential and industrial facilities assuming the project is realized | 0 | there are no power plants on the island | 0 | there are no power plants on the island | 0 | the energy demand without the project is satisfied with gasoil and LPG; therefore, gas demand without the project is zero | 0 | there are no power plants on the island | 0 | there are no power plants on the island | 518.58 | demand of gas on the island residential and industrial facilities assuming the project is realized | 3175 |  | 0 |  | 0 | the energy demand without the project is satisfied with gasoil and LPG; therefore, the gas demand without the project is zero | 0 | the energy demand without the project is satisfied with oil; therefore, the gas demand without the project is zero | 5291.6667 |  | 3270.25 | demand of gas on the island residential and industrial facilities assuming the project is realized | 2878.16 |  | 1199.2333 |  | 0 | the energy demand without the project is satisfied with gasoil and LPG; therefore, the gas demand without the project is zero | 0 | the energy demand without the project is satisfied with oil and coal; therefore, the gas demand without the project is zero | 5996.1667 |  | 8335.0042 | only Gas demand for Ind+Res+Serv | 6607.8355 |  | 902.34 |  | 23451.9076 | Total energy Demand | NA
2032-01-01 | 2033-01-01 | 212.74 | demand of gas on the island residential and industrial facilities assuming the project is realized | 0 | there are no power plants on the island | 0 | there are no power plants on the island | 0 | the energy demand without the project is satisfied with gasoil and LPG; therefore, gas demand without the project is zero | 0 | there are no power plants on the island | 0 | there are no power plants on the island | 518.58 | demand of gas on the island residential and industrial facilities assuming the project is realized | 3175 |  | 0 |  | 0 | the energy demand without the project is satisfied with gasoil and LPG; therefore, the gas demand without the project is zero | 0 | the energy demand without the project is satisfied with oil; therefore, the gas demand without the project is zero | 5291.6667 |  | 3270.25 | demand of gas on the island residential and industrial facilities assuming the project is realized | 2878.16 |  | 1199.2333 |  | 0 | the energy demand without the project is satisfied with gasoil and LPG; therefore, the gas demand without the project is zero | 0 | the energy demand without the project is satisfied with oil and coal; therefore, the gas demand without the project is zero | 5996.1667 |  | 8435.659 | only Gas demand for Ind+Res+Serv | 6673.9138 |  | 902.34 |  | 24389.984 | Total energy Demand | NA
2033-01-01 | 2034-01-01 | 212.74 | demand of gas on the island residential and industrial facilities assuming the project is realized | 0 | there are no power plants on the island | 0 | there are no power plants on the island | 0 | the energy demand without the project is satisfied with gasoil and LPG; therefore, gas demand without the project is zero | 0 | there are no power plants on the island | 0 | there are no power plants on the island | 518.58 | demand of gas on the island residential and industrial facilities assuming the project is realized | 3175 |  | 0 |  | 0 | the energy demand without the project is satisfied with gasoil and LPG; therefore, the gas demand without the project is zero | 0 | the energy demand without the project is satisfied with oil; therefore, the gas demand without the project is zero | 5291.6667 |  | 3270.25 | demand of gas on the island residential and industrial facilities assuming the project is realized | 2878.16 |  | 1199.2333 |  | 0 | the energy demand without the project is satisfied with gasoil and LPG; therefore, the gas demand without the project is zero | 0 | the energy demand without the project is satisfied with oil and coal; therefore, the gas demand without the project is zero | 5996.1667 |  | 8537.6664 | only Gas demand for Ind+Res+Serv | 6740.653 |  | 902.34 |  | 25365.5833 | Total energy Demand | NA
2034-01-01 | 2035-01-01 | 212.74 | demand of gas on the island residential and industrial facilities assuming the project is realized | 0 | there are no power plants on the island | 0 | there are no power plants on the island | 0 | the energy demand without the project is satisfied with gasoil and LPG; therefore, gas demand without the project is zero | 0 | there are no power plants on the island | 0 | there are no power plants on the island | 518.58 | demand of gas on the island residential and industrial facilities assuming the project is realized | 3175 |  | 0 |  | 0 | the energy demand without the project is satisfied with gasoil and LPG; therefore, the gas demand without the project is zero | 0 | the energy demand without the project is satisfied with oil; therefore, the gas demand without the project is zero | 5291.6667 |  | 3270.25 | demand of gas on the island residential and industrial facilities assuming the project is realized | 2878.16 |  | 1199.2333 |  | 0 | the energy demand without the project is satisfied with gasoil and LPG; therefore, the gas demand without the project is zero | 0 | the energy demand without the project is satisfied with oil and coal; therefore, the gas demand without the project is zero | 5996.1667 |  | 8641.0469 | only Gas demand for Ind+Res+Serv | 6808.0595 |  | 902.34 |  | 26380.2066 | Total energy Demand | NA
2035-01-01 | 2036-01-01 | 212.74 | demand of gas on the island residential and industrial facilities assuming the project is realized | 0 | there are no power plants on the island | 0 | there are no power plants on the island | 0 | the energy demand without the project is satisfied with gasoil and LPG; therefore, gas demand without the project is zero | 0 | there are no power plants on the island | 0 | there are no power plants on the island | 518.58 | demand of gas on the island residential and industrial facilities assuming the project is realized | 3175 |  | 0 |  | 0 | the energy demand without the project is satisfied with gasoil and LPG; therefore, the gas demand without the project is zero | 0 | the energy demand without the project is satisfied with oil; therefore, the gas demand without the project is zero | 5291.6667 |  | 3270.25 | demand of gas on the island residential and industrial facilities assuming the project is realized | 2878.16 |  | 1199.2333 |  | 0 | the energy demand without the project is satisfied with gasoil and LPG; therefore, the gas demand without the project is zero | 0 | the energy demand without the project is satisfied with oil and coal; therefore, the gas demand without the project is zero | 5996.1667 |  | 8745.8213 | only Gas demand for Ind+Res+Serv | 6876.1401 |  | 902.34 |  | 27435.4149 | Total energy Demand | NA